## VVC Continuous
Valid Variable Combination (VVC) codes - Continuous
VVC Code | Parameter Name | Parameter Abbreviation | Method Name | Time Code Description | Unit Abbreviation | Unit Description | Collection Type Description
VVC1261 | Ammonia | NH3 | Monthly Operational Time | Monthly (Calendar) / 30 Days | percent of obs. | Percent of Observation | Continuous
VVC41 | Ammonia | NH3 | Chemiluminescence | Hourly | ppb | parts per billion (by volume) | Continuous
VVC43 | Ammonia | NH3 | Open Path Tunable Diode Laser (OP-TDL) | Hourly | ppb | parts per billion (by volume) | Continuous
VVC40 | Ammonia | NH3 | Chemiluminescence | Hourly | ppm | parts per million (by volume) | Continuous
VVC42 | Ammonia | NH3 | Open Path Tunable Diode Laser (OP-TDL) | Hourly | ppm | parts per million (by volume) | Continuous
VVC123 | Barometric Pressure (non-adjusted) | BP | Aneroid Barometer | Hourly | mb | millibars | Continuous
VVC122 | Barometric Pressure (non-adjusted) | BP | Electronic Barometer | Hourly | mb | millibars | Continuous
VVC1262 | Barometric Pressure (non-adjusted) | BP | Monthly Operational Time | Monthly (Calendar) / 30 Days | percent of obs. | Percent of Observation | Continuous
VVC1263 | Benzene | Benzene | Monthly Operational Time | Monthly (Calendar) / 30 Days | percent of obs. | Percent of Observation | Continuous
VVC102 | Benzene | Benzene | Gas Chromatography/Flame Ionization Detector | Hourly | ppb | parts per billion (by volume) | Continuous
VVC100 | Benzene | Benzene | Gas Chromatography/Photo Ionization Detector | Hourly | ppb | parts per billion (by volume) | Continuous
VVC103 | Benzene | Benzene | Gas Chromatography/Flame Ionization Detector | Hourly | ppm | parts per million (by volume) | Continuous
VVC101 | Benzene | Benzene | Gas Chromatography/Photo Ionization Detector | Hourly | ppm | parts per million (by volume) | Continuous
VVC21 | Carbon Dioxide | CO2 | Gas Filter Correlation | Hourly | ppb | parts per billion (by volume) | Continuous
VVC23 | Carbon Dioxide | CO2 | Non-dispersive Infrared | Hourly | ppb | parts per billion (by volume) | Continuous
VVC25 | Carbon Dioxide | CO2 | Open Path Tunable Diode Laser (OP-TDL) | Hourly | ppb | parts per billion (by volume) | Continuous
VVC20 | Carbon Dioxide | CO2 | Gas Filter Correlation | Hourly | ppm | parts per million (by volume) | Continuous
VVC22 | Carbon Dioxide | CO2 | Non-dispersive Infrared | Hourly | ppm | parts per million (by volume) | Continuous
VVC24 | Carbon Dioxide | CO2 | Open Path Tunable Diode Laser (OP-TDL) | Hourly | ppm | parts per million (by volume) | Continuous
VVC15 | Carbon Monoxide | CO | Gas Filter Correlation | Hourly | ppb | parts per billion (by volume) | Continuous
VVC19 | Carbon Monoxide | CO | Non-dispersive Infrared | Hourly | ppb | parts per billion (by volume) | Continuous
VVC17 | Carbon Monoxide | CO | Open Path Tunable Diode Laser (OP-TDL) | Hourly | ppb | parts per billion (by volume) | Continuous
VVC14 | Carbon Monoxide | CO | Gas Filter Correlation | Hourly | ppm | parts per million (by volume) | Continuous
VVC18 | Carbon Monoxide | CO | Non-dispersive Infrared | Hourly | ppm | parts per million (by volume) | Continuous
VVC16 | Carbon Monoxide | CO | Open Path Tunable Diode Laser (OP-TDL) | Hourly | ppm | parts per million (by volume) | Continuous
VVC13 | Coefficient of Haze | COH | Tape-sampler | Hourly | coh units | coefficient of haze units/1000 linear feet | Continuous
VVC341 | Delta Temperature | DELTAT | Thermal Resistor | Hourly | deg c | Degrees Celcius | Continuous
VVC342 | Delta Temperature | DELTAT | Thermocouple | Hourly | deg c | Degrees Celcius | Continuous
VVC343 | Delta Temperature at 2-10m | DELTAT 2-10m | Thermal Resistor | Hourly | deg c | Degrees Celcius | Continuous
VVC344 | Delta Temperature at 2-10m | DELTAT 2-10m | Thermocouple | Hourly | deg c | Degrees Celcius | Continuous
VVC336 | Dewpoint Temperature | DEWPT | Hygrometer | Hourly | deg c | Degrees Celcius | Continuous
VVC351 | Dewpoint Temperature at 2m | DEWPT 2m | Hygrometer | Hourly | deg c | Degrees Celcius | Continuous
VVC1264 | Ethylbenzene | Ethylbenzene | Monthly Operational Time | Monthly (Calendar) / 30 Days | percent of obs. | Percent of Observation | Continuous
VVC110 | Ethylbenzene | Ethylbenzene | Gas Chromatography/Flame Ionization Detector | Hourly | ppb | parts per billion (by volume) | Continuous
VVC108 | Ethylbenzene | Ethylbenzene | Gas Chromatography/Photo Ionization Detector | Hourly | ppb | parts per billion (by volume) | Continuous
VVC111 | Ethylbenzene | Ethylbenzene | Gas Chromatography/Flame Ionization Detector | Hourly | ppm | parts per million (by volume) | Continuous
VVC109 | Ethylbenzene | Ethylbenzene | Gas Chromatography/Photo Ionization Detector | Hourly | ppm | parts per million (by volume) | Continuous
VVC1265 | Ethylene | Ethylene | Monthly Operational Time | Monthly (Calendar) / 30 Days | percent of obs. | Percent of Observation | Continuous
VVC88 | Ethylene | Ethylene | Gas Chromatography/Flame Ionization Detector | Hourly | ppb | parts per billion (by volume) | Continuous
VVC86 | Ethylene | Ethylene | Gas Chromatography/Photo Ionization Detector | Hourly | ppb | parts per billion (by volume) | Continuous
VVC90 | Ethylene | Ethylene | Gas Chromatography/Reduction Gas Detector | Hourly | ppb | parts per billion (by volume) | Continuous
VVC92 | Ethylene | Ethylene | Laser Adsorption Spectroscopy | Hourly | ppb | parts per billion (by volume) | Continuous
VVC89 | Ethylene | Ethylene | Gas Chromatography/Flame Ionization Detector | Hourly | ppm | parts per million (by volume) | Continuous
VVC87 | Ethylene | Ethylene | Gas Chromatography/Photo Ionization Detector | Hourly | ppm | parts per million (by volume) | Continuous
VVC91 | Ethylene | Ethylene | Gas Chromatography/Reduction Gas Detector | Hourly | ppm | parts per million (by volume) | Continuous
VVC93 | Ethylene | Ethylene | Laser Adsorption Spectroscopy | Hourly | ppm | parts per million (by volume) | Continuous
VVC1266 | Hydrogen Fluoride | HF | Monthly Operational Time | Monthly (Calendar) / 30 Days | percent of obs. | Percent of Observation | Continuous
VVC26 | Hydrogen Fluoride | HF | Open Path Tunable Diode Laser (OP-TDL) | Hourly | ppb | parts per billion (by volume) | Continuous
VVC27 | Hydrogen Fluoride | HF | Open Path Tunable Diode Laser (OP-TDL) | Hourly | ppm | parts per million (by volume) | Continuous
VVC1289 | Hydrogen Fluoride | HF | Open Path Tunable Diode Laser (OP-TDL) | Hourly | ug/m3 | micrograms per cubic meter | Continuous
VVC1267 | Hydrogen Sulphide | H2S | Monthly Operational Time | Monthly (Calendar) / 30 Days | percent of obs. | Percent of Observation | Continuous
VVC33 | Hydrogen Sulphide | H2S | Open Path Tunable Diode Laser (OP-TDL) | Hourly | ppb | parts per billion (by volume) | Continuous
VVC31 | Hydrogen Sulphide | H2S | UV Pulsed Fluorescence | Hourly | ppb | parts per billion (by volume) | Continuous
VVC32 | Hydrogen Sulphide | H2S | Open Path Tunable Diode Laser (OP-TDL) | Hourly | ppm | parts per million (by volume) | Continuous
VVC30 | Hydrogen Sulphide | H2S | UV Pulsed Fluorescence | Hourly | ppm | parts per million (by volume) | Continuous
VVC1386 | m,p-Xylene | M/PXY | Gas Chromatography/Flame Ionization Detector | Hourly | ppb | parts per billion (by volume) | Continuous
VVC1024 | m,p-Xylene | M/PXY | Gas Chromatography/Photo Ionization Detector | Hourly | ppb | parts per billion (by volume) | Continuous
VVC1268 | Methane | CH4 | Monthly Operational Time | Monthly (Calendar) / 30 Days | percent of obs. | Percent of Observation | Continuous
VVC71 | Methane | CH4 | FID-Calibrated with Methane | Hourly | ppb | parts per billion (by volume) | Continuous
VVC73 | Methane | CH4 | FID-Calibrated with Methane/Propane | Hourly | ppb | parts per billion (by volume) | Continuous
VVC83 | Methane | CH4 | Gas Chromatography/Flame Ionization Detector | Hourly | ppb | parts per billion (by volume) | Continuous
VVC75 | Methane | CH4 | GC/FID-Calibrated with Methane | Hourly | ppb | parts per billion (by volume) | Continuous
VVC77 | Methane | CH4 | GC/FID-Calibrated with Methane/Propane | Hourly | ppb | parts per billion (by volume) | Continuous
VVC85 | Methane | CH4 | Open Path Tunable Diode Laser (OP-TDL) | Hourly | ppb | parts per billion (by volume) | Continuous
VVC79 | Methane | CH4 | Oxidizer/FID-Calibrated with Methane | Hourly | ppb | parts per billion (by volume) | Continuous
VVC81 | Methane | CH4 | Oxidizer/FID-Calibrated with Methane/Propane | Hourly | ppb | parts per billion (by volume) | Continuous
VVC70 | Methane | CH4 | FID-Calibrated with Methane | Hourly | ppm | parts per million (by volume) | Continuous
VVC72 | Methane | CH4 | FID-Calibrated with Methane/Propane | Hourly | ppm | parts per million (by volume) | Continuous
VVC82 | Methane | CH4 | Gas Chromatography/Flame Ionization Detector | Hourly | ppm | parts per million (by volume) | Continuous
VVC74 | Methane | CH4 | GC/FID-Calibrated with Methane | Hourly | ppm | parts per million (by volume) | Continuous
VVC76 | Methane | CH4 | GC/FID-Calibrated with Methane/Propane | Hourly | ppm | parts per million (by volume) | Continuous
VVC84 | Methane | CH4 | Open Path Tunable Diode Laser (OP-TDL) | Hourly | ppm | parts per million (by volume) | Continuous
VVC78 | Methane | CH4 | Oxidizer/FID-Calibrated with Methane | Hourly | ppm | parts per million (by volume) | Continuous
VVC80 | Methane | CH4 | Oxidizer/FID-Calibrated with Methane/Propane | Hourly | ppm | parts per million (by volume) | Continuous
VVC368 | Net Radiation | RAD | Pyranometer | Hourly | w/m2 | Watts per Square Meter | Continuous
VVC367 | Net Radiation | RAD | Pyrheliometer | Hourly | w/m2 | Watts per Square Meter | Continuous
VVC1269 | Nitric Oxide | NO | Monthly Operational Time | Monthly (Calendar) / 30 Days | percent of obs. | Percent of Observation | Continuous
VVC35 | Nitric Oxide | NO | Chemiluminescence | Hourly | ppb | parts per billion (by volume) | Continuous
VVC1396 | Nitric Oxide | NO | Chemiluminescence (Optical/Photolytic Converter) | Hourly | ppb | parts per billion (by volume) | Continuous
VVC34 | Nitric Oxide | NO | Chemiluminescence | Hourly | ppm | parts per million (by volume) | Continuous
VVC1270 | Nitrogen Dioxide | NO2 | Monthly Operational Time | Monthly (Calendar) / 30 Days | percent of obs. | Percent of Observation | Continuous
VVC37 | Nitrogen Dioxide | NO2 | Chemiluminescence | Hourly | ppb | parts per billion (by volume) | Continuous
VVC1397 | Nitrogen Dioxide | NO2 | Chemiluminescence (Optical/Photolytic Converter) | Hourly | ppb | parts per billion (by volume) | Continuous
VVC36 | Nitrogen Dioxide | NO2 | Chemiluminescence | Hourly | ppm | parts per million (by volume) | Continuous
VVC1271 | Non-methane Hydrocarbons | NMHC | Monthly Operational Time | Monthly (Calendar) / 30 Days | percent of obs. | Percent of Observation | Continuous
VVC55 | Non-methane Hydrocarbons | NMHC | FID-Calibrated with Methane | Hourly | ppb | parts per billion (by volume) | Continuous
VVC57 | Non-methane Hydrocarbons | NMHC | FID-Calibrated with Methane/Propane | Hourly | ppb | parts per billion (by volume) | Continuous
VVC67 | Non-methane Hydrocarbons | NMHC | Gas Chromatography/Flame Ionization Detector | Hourly | ppb | parts per billion (by volume) | Continuous
VVC59 | Non-methane Hydrocarbons | NMHC | GC/FID-Calibrated with Methane | Hourly | ppb | parts per billion (by volume) | Continuous
VVC61 | Non-methane Hydrocarbons | NMHC | GC/FID-Calibrated with Methane/Propane | Hourly | ppb | parts per billion (by volume) | Continuous
VVC69 | Non-methane Hydrocarbons | NMHC | Open Path Tunable Diode Laser (OP-TDL) | Hourly | ppb | parts per billion (by volume) | Continuous
VVC63 | Non-methane Hydrocarbons | NMHC | Oxidizer/FID-Calibrated with Methane | Hourly | ppb | parts per billion (by volume) | Continuous
VVC65 | Non-methane Hydrocarbons | NMHC | Oxidizer/FID-Calibrated with Methane/Propane | Hourly | ppb | parts per billion (by volume) | Continuous
VVC54 | Non-methane Hydrocarbons | NMHC | FID-Calibrated with Methane | Hourly | ppm | parts per million (by volume) | Continuous
VVC56 | Non-methane Hydrocarbons | NMHC | FID-Calibrated with Methane/Propane | Hourly | ppm | parts per million (by volume) | Continuous
VVC66 | Non-methane Hydrocarbons | NMHC | Gas Chromatography/Flame Ionization Detector | Hourly | ppm | parts per million (by volume) | Continuous
VVC58 | Non-methane Hydrocarbons | NMHC | GC/FID-Calibrated with Methane | Hourly | ppm | parts per million (by volume) | Continuous
VVC60 | Non-methane Hydrocarbons | NMHC | GC/FID-Calibrated with Methane/Propane | Hourly | ppm | parts per million (by volume) | Continuous
VVC68 | Non-methane Hydrocarbons | NMHC | Open Path Tunable Diode Laser (OP-TDL) | Hourly | ppm | parts per million (by volume) | Continuous
VVC62 | Non-methane Hydrocarbons | NMHC | Oxidizer/FID-Calibrated with Methane | Hourly | ppm | parts per million (by volume) | Continuous
VVC64 | Non-methane Hydrocarbons | NMHC | Oxidizer/FID-Calibrated with Methane/Propane | Hourly | ppm | parts per million (by volume) | Continuous
VVC1026 | Non-methane Hydrocarbons | NMHC | Unknown Method (2019 Conversion) | Hourly | ppm | parts per million (by volume) | Continuous
VVC1025 | o,m,p-Xylene / Xylene (Total) | XYLS | Gas Chromatography/Photo Ionization Detector | Hourly | ppb | parts per billion (by volume) | Continuous
VVC332 | Outdoor Air Temperature | TEMP | Thermal Resistor | Hourly | deg c | Degrees Celcius | Continuous
VVC333 | Outdoor Air Temperature | TEMP | Thermocouple | Hourly | deg c | Degrees Celcius | Continuous
VVC1272 | Outdoor Air Temperature | TEMP | Monthly Operational Time | Monthly (Calendar) / 30 Days | percent of obs. | Percent of Observation | Continuous
VVC347 | Outdoor Air Temperature at 100m | TEMP 100m | Thermal Resistor | Hourly | deg c | Degrees Celcius | Continuous
VVC348 | Outdoor Air Temperature at 100m | TEMP 100m | Thermocouple | Hourly | deg c | Degrees Celcius | Continuous
VVC334 | Outdoor Air Temperature at 10m | TEMP 10m | Thermal Resistor | Hourly | deg c | Degrees Celcius | Continuous
VVC335 | Outdoor Air Temperature at 10m | TEMP 10m | Thermocouple | Hourly | deg c | Degrees Celcius | Continuous
VVC1399 | Outdoor Air Temperature at 163m | TEMP 163m | Thermal Resistor | Hourly | deg c | Degrees Celcius | Continuous
VVC349 | Outdoor Air Temperature at 167m | TEMP 167m | Thermal Resistor | Hourly | deg c | Degrees Celcius | Continuous
VVC350 | Outdoor Air Temperature at 167m | TEMP 167m | Thermocouple | Hourly | deg c | Degrees Celcius | Continuous
VVC339 | Outdoor Air Temperature at 20m | TEMP 20m | Thermal Resistor | Hourly | deg c | Degrees Celcius | Continuous
VVC340 | Outdoor Air Temperature at 20m | TEMP 20m | Thermocouple | Hourly | deg c | Degrees Celcius | Continuous
VVC337 | Outdoor Air Temperature at 2m | TEMP 2m | Thermal Resistor | Hourly | deg c | Degrees Celcius | Continuous
VVC338 | Outdoor Air Temperature at 2m | TEMP 2m | Thermocouple | Hourly | deg c | Degrees Celcius | Continuous
VVC345 | Outdoor Air Temperature at 45m | TEMP 45m | Thermal Resistor | Hourly | deg c | Degrees Celcius | Continuous
VVC346 | Outdoor Air Temperature at 45m | TEMP 45m | Thermocouple | Hourly | deg c | Degrees Celcius | Continuous
VVC357 | Outdoor Air Temperature at 75m | TEMP 75m | Thermal Resistor | Hourly | deg c | Degrees Celcius | Continuous
VVC358 | Outdoor Air Temperature at 75m | TEMP 75m | Thermocouple | Hourly | deg c | Degrees Celcius | Continuous
VVC360 | Outdoor Air Temperature at 90m | TEMP 90m | Thermal Resistor | Hourly | deg c | Degrees Celcius | Continuous
VVC361 | Outdoor Air Temperature at 90m | TEMP 90m | Thermocouple | Hourly | deg c | Degrees Celcius | Continuous
VVC114 | o-Xylene | OXYL | Gas Chromatography/Flame Ionization Detector | Hourly | ppb | parts per billion (by volume) | Continuous
VVC112 | o-Xylene | OXYL | Gas Chromatography/Photo Ionization Detector | Hourly | ppb | parts per billion (by volume) | Continuous
VVC115 | o-Xylene | OXYL | Gas Chromatography/Flame Ionization Detector | Hourly | ppm | parts per million (by volume) | Continuous
VVC113 | o-Xylene | OXYL | Gas Chromatography/Photo Ionization Detector | Hourly | ppm | parts per million (by volume) | Continuous
VVC1273 | Ozone | O3 | Monthly Operational Time | Monthly (Calendar) / 30 Days | percent of obs. | Percent of Observation | Continuous
VVC99 | Ozone | O3 | UV Photometry | Hourly | ppb | parts per billion (by volume) | Continuous
VVC98 | Ozone | O3 | UV Photometry | Hourly | ppm | parts per million (by volume) | Continuous
VVC370 | Photosynthetic Active Radiation | PHOTORAD | Pyranometer | Hourly | w/m2 | Watts per Square Meter | Continuous
VVC369 | Photosynthetic Active Radiation | PHOTORAD | Pyrheliometer | Hourly | w/m2 | Watts per Square Meter | Continuous
VVC154 | PM1 Mass | PM1 | Light Scattering Photometer (Grimm) | Hourly | ug/m3 | micrograms per cubic meter | Continuous
VVC1274 | PM10 Mass | PM10 | Monthly Operational Time | Monthly (Calendar) / 30 Days | percent of obs. | Percent of Observation | Continuous
VVC129 | PM10 Mass | PM10 | Beta Attenuation (BAM) TEI C14 | Hourly | ug/m3 | micrograms per cubic meter | Continuous
VVC125 | PM10 Mass | PM10 | Beta Attenuation (Met One BAM 1020) | Hourly | ug/m3 | micrograms per cubic meter | Continuous
VVC126 | PM10 Mass | PM10 | Beta Attenuation (Met One E-BAM) | Hourly | ug/m3 | micrograms per cubic meter | Continuous
VVC138 | PM10 Mass | PM10 | Broadband Spectroscopy (T640) | Hourly | ug/m3 | micrograms per cubic meter | Continuous
VVC130 | PM10 Mass | PM10 | Direct Mass Measurement/Micro Balance (TEOM) | Hourly | ug/m3 | micrograms per cubic meter | Continuous
VVC136 | PM10 Mass | PM10 | Direct Mass Measurement/Micro Balance (TEOM) @ 30C | Hourly | ug/m3 | micrograms per cubic meter | Continuous
VVC132 | PM10 Mass | PM10 | Direct Mass Measurement/Micro Balance (TEOM) @ 30C with data reported at actual ambient conditions | Hourly | ug/m3 | micrograms per cubic meter | Continuous
VVC137 | PM10 Mass | PM10 | Direct Mass Measurement/Micro Balance (TEOM) @ 30C with FDMS (self referencing) | Hourly | ug/m3 | micrograms per cubic meter | Continuous
VVC133 | PM10 Mass | PM10 | Direct Mass Measurement/Micro Balance (TEOM) @ 30C with FDMS (self referencing) with data reported at actual ambient conditions | Hourly | ug/m3 | micrograms per cubic meter | Continuous
VVC135 | PM10 Mass | PM10 | Direct Mass Measurement/Micro Balance (TEOM) @ 40C | Hourly | ug/m3 | micrograms per cubic meter | Continuous
VVC131 | PM10 Mass | PM10 | Direct Mass Measurement/Micro Balance (TEOM) @ 40C with data reported at actual ambient conditions | Hourly | ug/m3 | micrograms per cubic meter | Continuous
VVC134 | PM10 Mass | PM10 | Direct Mass Measurement/Micro Balance (TEOM) @ 50C | Hourly | ug/m3 | micrograms per cubic meter | Continuous
VVC127 | PM10 Mass | PM10 | Hybrid Nephelometer/Beta Attenuation System (SHARP) | Hourly | ug/m3 | micrograms per cubic meter | Continuous
VVC128 | PM10 Mass | PM10 | Hybrid Nephelometer/Beta Attenuation System (SHARP) with data reported at actual ambient conditions | Hourly | ug/m3 | micrograms per cubic meter | Continuous
VVC124 | PM10 Mass | PM10 | Light Scattering Photometer (Grimm) | Hourly | ug/m3 | micrograms per cubic meter | Continuous
VVC1027 | PM10 Mass | PM10 | Unknown Method (2019 Conversion) | Hourly | ug/m3 | micrograms per cubic meter | Continuous
VVC1275 | PM2.5 Mass | PM2.5 | Monthly Operational Time | Monthly (Calendar) / 30 Days | percent of obs. | Percent of Observation | Continuous
VVC1028 | PM2.5 Mass | PM2.5 | Beta Attenuation (BAM) @ 35RH | Hourly | ug/m3 | micrograms per cubic meter | Continuous
VVC1029 | PM2.5 Mass | PM2.5 | Beta Attenuation (BAM) @ 35RH with data reported at actual ambient conditions | Hourly | ug/m3 | micrograms per cubic meter | Continuous
VVC1030 | PM2.5 Mass | PM2.5 | Beta Attenuation (BAM) @ 45RH | Hourly | ug/m3 | micrograms per cubic meter | Continuous
VVC144 | PM2.5 Mass | PM2.5 | Beta Attenuation (BAM) TEI C14 | Hourly | ug/m3 | micrograms per cubic meter | Continuous
VVC140 | PM2.5 Mass | PM2.5 | Beta Attenuation (Met One BAM 1020) | Hourly | ug/m3 | micrograms per cubic meter | Continuous
VVC141 | PM2.5 Mass | PM2.5 | Beta Attenuation (Met One E-BAM) | Hourly | ug/m3 | micrograms per cubic meter | Continuous
VVC153 | PM2.5 Mass | PM2.5 | Broadband Spectroscopy (T640) | Hourly | ug/m3 | micrograms per cubic meter | Continuous
VVC1408 | PM2.5 Mass | PM2.5 | Broadband Spectroscopy (T640) with Alignment Factor | Hourly | ug/m3 | micrograms per cubic meter | Continuous
VVC145 | PM2.5 Mass | PM2.5 | Direct Mass Measurement/Micro Balance (TEOM) | Hourly | ug/m3 | micrograms per cubic meter | Continuous
VVC151 | PM2.5 Mass | PM2.5 | Direct Mass Measurement/Micro Balance (TEOM) @ 30C | Hourly | ug/m3 | micrograms per cubic meter | Continuous
VVC147 | PM2.5 Mass | PM2.5 | Direct Mass Measurement/Micro Balance (TEOM) @ 30C with data reported at actual ambient conditions | Hourly | ug/m3 | micrograms per cubic meter | Continuous
VVC152 | PM2.5 Mass | PM2.5 | Direct Mass Measurement/Micro Balance (TEOM) @ 30C with FDMS (self referencing) | Hourly | ug/m3 | micrograms per cubic meter | Continuous
VVC148 | PM2.5 Mass | PM2.5 | Direct Mass Measurement/Micro Balance (TEOM) @ 30C with FDMS (self referencing) with data reported at actual ambient conditions | Hourly | ug/m3 | micrograms per cubic meter | Continuous
VVC150 | PM2.5 Mass | PM2.5 | Direct Mass Measurement/Micro Balance (TEOM) @ 40C | Hourly | ug/m3 | micrograms per cubic meter | Continuous
VVC146 | PM2.5 Mass | PM2.5 | Direct Mass Measurement/Micro Balance (TEOM) @ 40C with data reported at actual ambient conditions | Hourly | ug/m3 | micrograms per cubic meter | Continuous
VVC149 | PM2.5 Mass | PM2.5 | Direct Mass Measurement/Micro Balance (TEOM) @ 50C | Hourly | ug/m3 | micrograms per cubic meter | Continuous
VVC142 | PM2.5 Mass | PM2.5 | Hybrid Nephelometer/Beta Attenuation System (SHARP) | Hourly | ug/m3 | micrograms per cubic meter | Continuous
VVC143 | PM2.5 Mass | PM2.5 | Hybrid Nephelometer/Beta Attenuation System (SHARP) with data reported at actual ambient conditions | Hourly | ug/m3 | micrograms per cubic meter | Continuous
VVC139 | PM2.5 Mass | PM2.5 | Light Scattering Photometer (Grimm) | Hourly | ug/m3 | micrograms per cubic meter | Continuous
VVC377 | Precipitation Collector | Precip Collector | Drop Impact Rain Gauge | 24 Hours | mm | millimeters | Continuous
VVC374 | Precipitation Collector | Precip Collector | Manual Precipitation Gauge | 24 Hours | mm | millimeters | Continuous
VVC375 | Precipitation Collector | Precip Collector | Tipping Bucket Precipitaiton Gauge | 24 Hours | mm | millimeters | Continuous
VVC376 | Precipitation Collector | Precip Collector | Weighing Bucket Precipitation Gauge | 24 Hours | mm | millimeters | Continuous
VVC373 | Precipitation Collector | Precip Collector | Drop Impact Rain Gauge | Hourly | mm | millimeters | Continuous
VVC371 | Precipitation Collector | Precip Collector | Tipping Bucket Precipitaiton Gauge | Hourly | mm | millimeters | Continuous
VVC1359 | Precipitation Collector | Precip Collector | Unknown Method (2019 Conversion) | Hourly | mm | millimeters | Continuous
VVC372 | Precipitation Collector | Precip Collector | Weighing Bucket Precipitation Gauge | Hourly | mm | millimeters | Continuous
VVC1276 | Precipitation Collector | Precip Collector | Monthly Operational Time | Monthly (Calendar) / 30 Days | percent of obs. | Percent of Observation | Continuous
VVC121 | Reactive Oxides of Nitrogen | NOY | Chemiluminescence | Hourly | ppb | parts per billion (by volume) | Continuous
VVC120 | Reactive Oxides of Nitrogen | NOY | Chemiluminescence | Hourly | ppm | parts per million (by volume) | Continuous
VVC352 | Relative Humidity | RH | Hygrometer | Hourly | percent | Percent Relative Humidity | Continuous
VVC1277 | Relative Humidity | RH | Monthly Operational Time | Monthly (Calendar) / 30 Days | percent of obs. | Percent of Observation | Continuous
VVC363 | Relative Humidity at 100m | RH 100m | Hygrometer | Hourly | percent | Percent Relative Humidity | Continuous
VVC354 | Relative Humidity at 10m | RH 10m | Hygrometer | Hourly | percent | Percent Relative Humidity | Continuous
VVC1400 | Relative Humidity at 163m | RH 163m | Hygrometer | Hourly | percent | Percent Relative Humidity | Continuous
VVC364 | Relative Humidity at 167m | RH 167m | Hygrometer | Hourly | percent | Percent Relative Humidity | Continuous
VVC355 | Relative Humidity at 20m | RH 20m | Hygrometer | Hourly | percent | Percent Relative Humidity | Continuous
VVC353 | Relative Humidity at 2m | RH 2m | Hygrometer | Hourly | percent | Percent Relative Humidity | Continuous
VVC356 | Relative Humidity at 45m | RH 45m | Hygrometer | Hourly | percent | Percent Relative Humidity | Continuous
VVC359 | Relative Humidity at 75m | RH 75m | Hygrometer | Hourly | percent | Percent Relative Humidity | Continuous
VVC362 | Relative Humidity at 90m | RH 90m | Hygrometer | Hourly | percent | Percent Relative Humidity | Continuous
VVC1278 | Solar Radiation | SOLARRAD | Monthly Operational Time | Monthly (Calendar) / 30 Days | percent of obs. | Percent of Observation | Continuous
VVC366 | Solar Radiation | SOLARRAD | Pyranometer | Hourly | w/m2 | Watts per Square Meter | Continuous
VVC365 | Solar Radiation | SOLARRAD | Pyrheliometer | Hourly | w/m2 | Watts per Square Meter | Continuous
VVC1406 | Standard Deviation of Vertical Wind at 163m | STDCVW 163m | Sonic Anemometer (non-heated) | Hourly | km/hr | Kilometers per Hour | Continuous
VVC1404 | Standard Deviation of Wind Direction at 163m | STDVWD 163m | Sonic Anemometer (non-heated) | Hourly | deg | Degrees (direction) | Continuous
VVC1405 | Standard Deviation of Wind Speed at 163m | STDVWS 163m | Sonic Anemometer (non-heated) | Hourly | km/hr | Kilometers per Hour | Continuous
VVC167 | Std Dev Vertical Wind Direction | Std Dev Vt Wnd Dir | Cup/Prop Anemometer and Vane System | Hourly | deg | Degrees (direction) | Continuous
VVC168 | Std Dev Vertical Wind Direction | Std Dev Vt Wnd Dir | Heated Sonic Anemometer | Hourly | deg | Degrees (direction) | Continuous
VVC328 | Std. Dev. of Vertical Wind at 100m | STDVVW 100m | Cup/Prop Anemometer and Vane System | Hourly | km/hr | Kilometers per Hour | Continuous
VVC329 | Std. Dev. of Vertical Wind at 100m | STDVVW 100m | Heated Sonic Anemometer | Hourly | km/hr | Kilometers per Hour | Continuous
VVC1031 | Std. Dev. of Vertical Wind at 100m | STDVVW 100m | Sonic Anemometer (non-heated) | Hourly | km/hr | Kilometers per Hour | Continuous
VVC330 | Std. Dev. of Vertical Wind at 167m | STDVVW 167m | Cup/Prop Anemometer and Vane System | Hourly | km/hr | Kilometers per Hour | Continuous
VVC331 | Std. Dev. of Vertical Wind at 167m | STDVVW 167m | Heated Sonic Anemometer | Hourly | km/hr | Kilometers per Hour | Continuous
VVC1032 | Std. Dev. of Vertical Wind at 167m | STDVVW 167m | Sonic Anemometer (non-heated) | Hourly | km/hr | Kilometers per Hour | Continuous
VVC320 | Std. Dev. of Vertical Wind at 20m | STDVVW 20m | Cup/Prop Anemometer and Vane System | Hourly | km/hr | Kilometers per Hour | Continuous
VVC321 | Std. Dev. of Vertical Wind at 20m | STDVVW 20m | Heated Sonic Anemometer | Hourly | km/hr | Kilometers per Hour | Continuous
VVC1033 | Std. Dev. of Vertical Wind at 20m | STDVVW 20m | Sonic Anemometer (non-heated) | Hourly | km/hr | Kilometers per Hour | Continuous
VVC322 | Std. Dev. of Vertical Wind at 45m | STDVVW 45m | Cup/Prop Anemometer and Vane System | Hourly | km/hr | Kilometers per Hour | Continuous
VVC323 | Std. Dev. of Vertical Wind at 45m | STDVVW 45m | Heated Sonic Anemometer | Hourly | km/hr | Kilometers per Hour | Continuous
VVC1034 | Std. Dev. of Vertical Wind at 45m | STDVVW 45m | Sonic Anemometer (non-heated) | Hourly | km/hr | Kilometers per Hour | Continuous
VVC324 | Std. Dev. of Vertical Wind at 75m | STDVVW 75m | Cup/Prop Anemometer and Vane System | Hourly | km/hr | Kilometers per Hour | Continuous
VVC325 | Std. Dev. of Vertical Wind at 75m | STDVVW 75m | Heated Sonic Anemometer | Hourly | km/hr | Kilometers per Hour | Continuous
VVC1035 | Std. Dev. of Vertical Wind at 75m | STDVVW 75m | Sonic Anemometer (non-heated) | Hourly | km/hr | Kilometers per Hour | Continuous
VVC326 | Std. Dev. of Vertical Wind at 90m | STDVVW 90m | Cup/Prop Anemometer and Vane System | Hourly | km/hr | Kilometers per Hour | Continuous
VVC327 | Std. Dev. of Vertical Wind at 90m | STDVVW 90m | Heated Sonic Anemometer | Hourly | km/hr | Kilometers per Hour | Continuous
VVC1036 | Std. Dev. of Vertical Wind at 90m | STDVVW 90m | Sonic Anemometer (non-heated) | Hourly | km/hr | Kilometers per Hour | Continuous
VVC1260 | Std. Dev. of Vertical Wind Speed | SDVWSP | Heated Sonic Anemometer | Hourly | cm/s | Centimeters per Second | Continuous
VVC171 | Std. Dev. of Vertical Wind Speed | SDVWSP | Cup/Prop Anemometer and Vane System | Hourly | km/hr | Kilometers per Hour | Continuous
VVC172 | Std. Dev. of Vertical Wind Speed | SDVWSP | Heated Sonic Anemometer | Hourly | km/hr | Kilometers per Hour | Continuous
VVC165 | Std. Dev. of Wind Direction | STDWDIR (10 meter) | Cup/Prop Anemometer and Vane System | Hourly | deg | Degrees (direction) | Continuous
VVC166 | Std. Dev. of Wind Direction | STDWDIR (10 meter) | Heated Sonic Anemometer | Hourly | deg | Degrees (direction) | Continuous
VVC1037 | Std. Dev. of Wind Direction | STDWDIR (10 meter) | Unknown Method (2019 Conversion) | Hourly | deg | Degrees (direction) | Continuous
VVC164 | Std. Dev. of Wind Direction | STDWDIR (10 meter) | Wind Vane | Hourly | deg | Degrees (direction) | Continuous
VVC315 | Std. Dev. of Wind Direction at 100m | STDVWD 100m | Cup/Prop Anemometer and Vane System | Hourly | deg | Degrees (direction) | Continuous
VVC316 | Std. Dev. of Wind Direction at 100m | STDVWD 100m | Heated Sonic Anemometer | Hourly | deg | Degrees (direction) | Continuous
VVC1038 | Std. Dev. of Wind Direction at 100m | STDVWD 100m | Sonic Anemometer (non-heated) | Hourly | deg | Degrees (direction) | Continuous
VVC314 | Std. Dev. of Wind Direction at 100m | STDVWD 100m | Wind Vane | Hourly | deg | Degrees (direction) | Continuous
VVC318 | Std. Dev. of Wind Direction at 167m | STDVWD 167m | Cup/Prop Anemometer and Vane System | Hourly | deg | Degrees (direction) | Continuous
VVC319 | Std. Dev. of Wind Direction at 167m | STDVWD 167m | Heated Sonic Anemometer | Hourly | deg | Degrees (direction) | Continuous
VVC1039 | Std. Dev. of Wind Direction at 167m | STDVWD 167m | Sonic Anemometer (non-heated) | Hourly | deg | Degrees (direction) | Continuous
VVC317 | Std. Dev. of Wind Direction at 167m | STDVWD 167m | Wind Vane | Hourly | deg | Degrees (direction) | Continuous
VVC303 | Std. Dev. of Wind Direction at 20m | STDVWD 20m | Cup/Prop Anemometer and Vane System | Hourly | deg | Degrees (direction) | Continuous
VVC304 | Std. Dev. of Wind Direction at 20m | STDVWD 20m | Heated Sonic Anemometer | Hourly | deg | Degrees (direction) | Continuous
VVC1040 | Std. Dev. of Wind Direction at 20m | STDVWD 20m | Sonic Anemometer (non-heated) | Hourly | deg | Degrees (direction) | Continuous
VVC302 | Std. Dev. of Wind Direction at 20m | STDVWD 20m | Wind Vane | Hourly | deg | Degrees (direction) | Continuous
VVC306 | Std. Dev. of Wind Direction at 45m | STDVWD 45m | Cup/Prop Anemometer and Vane System | Hourly | deg | Degrees (direction) | Continuous
VVC307 | Std. Dev. of Wind Direction at 45m | STDVWD 45m | Heated Sonic Anemometer | Hourly | deg | Degrees (direction) | Continuous
VVC1041 | Std. Dev. of Wind Direction at 45m | STDVWD 45m | Sonic Anemometer (non-heated) | Hourly | deg | Degrees (direction) | Continuous
VVC305 | Std. Dev. of Wind Direction at 45m | STDVWD 45m | Wind Vane | Hourly | deg | Degrees (direction) | Continuous
VVC309 | Std. Dev. of Wind Direction at 75m | STDVWD 75m | Cup/Prop Anemometer and Vane System | Hourly | deg | Degrees (direction) | Continuous
VVC310 | Std. Dev. of Wind Direction at 75m | STDVWD 75m | Heated Sonic Anemometer | Hourly | deg | Degrees (direction) | Continuous
VVC1042 | Std. Dev. of Wind Direction at 75m | STDVWD 75m | Sonic Anemometer (non-heated) | Hourly | deg | Degrees (direction) | Continuous
VVC308 | Std. Dev. of Wind Direction at 75m | STDVWD 75m | Wind Vane | Hourly | deg | Degrees (direction) | Continuous
VVC312 | Std. Dev. of Wind Direction at 90m | STDVWD 90m | Cup/Prop Anemometer and Vane System | Hourly | deg | Degrees (direction) | Continuous
VVC313 | Std. Dev. of Wind Direction at 90m | STDVWD 90m | Heated Sonic Anemometer | Hourly | deg | Degrees (direction) | Continuous
VVC1043 | Std. Dev. of Wind Direction at 90m | STDVWD 90m | Sonic Anemometer (non-heated) | Hourly | deg | Degrees (direction) | Continuous
VVC311 | Std. Dev. of Wind Direction at 90m | STDVWD 90m | Wind Vane | Hourly | deg | Degrees (direction) | Continuous
VVC173 | Std. Dev. of Wind Speed | SDWSP (10 meter) | Cup or Prop Anemometer | Hourly | km/hr | Kilometers per Hour | Continuous
VVC174 | Std. Dev. of Wind Speed | SDWSP (10 meter) | Cup/Prop Anemometer and Vane System | Hourly | km/hr | Kilometers per Hour | Continuous
VVC175 | Std. Dev. of Wind Speed | SDWSP (10 meter) | Heated Sonic Anemometer | Hourly | km/hr | Kilometers per Hour | Continuous
VVC176 | Std. Dev. of Wind Speed | SDWSP (10 meter) | Cup or Prop Anemometer | Hourly | m/s | meters per second | Continuous
VVC177 | Std. Dev. of Wind Speed | SDWSP (10 meter) | Cup/Prop Anemometer and Vane System | Hourly | m/s | meters per second | Continuous
VVC178 | Std. Dev. of Wind Speed | SDWSP (10 meter) | Heated Sonic Anemometer | Hourly | m/s | meters per second | Continuous
VVC266 | Std. Dev. of Wind Speed at 100m | STDVWS 100m | Cup or Prop Anemometer | Hourly | km/hr | Kilometers per Hour | Continuous
VVC267 | Std. Dev. of Wind Speed at 100m | STDVWS 100m | Cup/Prop Anemometer and Vane System | Hourly | km/hr | Kilometers per Hour | Continuous
VVC268 | Std. Dev. of Wind Speed at 100m | STDVWS 100m | Heated Sonic Anemometer | Hourly | km/hr | Kilometers per Hour | Continuous
VVC1250 | Std. Dev. of Wind Speed at 100m | STDVWS 100m | Sonic Anemometer (non-heated) | Hourly | km/hr | Kilometers per Hour | Continuous
VVC296 | Std. Dev. of Wind Speed at 100m | STDVWS 100m | Cup or Prop Anemometer | Hourly | m/s | meters per second | Continuous
VVC297 | Std. Dev. of Wind Speed at 100m | STDVWS 100m | Cup/Prop Anemometer and Vane System | Hourly | m/s | meters per second | Continuous
VVC298 | Std. Dev. of Wind Speed at 100m | STDVWS 100m | Heated Sonic Anemometer | Hourly | m/s | meters per second | Continuous
VVC269 | Std. Dev. of Wind Speed at 167m | STDVWS 167m | Cup or Prop Anemometer | Hourly | km/hr | Kilometers per Hour | Continuous
VVC270 | Std. Dev. of Wind Speed at 167m | STDVWS 167m | Cup/Prop Anemometer and Vane System | Hourly | km/hr | Kilometers per Hour | Continuous
VVC271 | Std. Dev. of Wind Speed at 167m | STDVWS 167m | Heated Sonic Anemometer | Hourly | km/hr | Kilometers per Hour | Continuous
VVC1251 | Std. Dev. of Wind Speed at 167m | STDVWS 167m | Sonic Anemometer (non-heated) | Hourly | km/hr | Kilometers per Hour | Continuous
VVC299 | Std. Dev. of Wind Speed at 167m | STDVWS 167m | Cup or Prop Anemometer | Hourly | m/s | meters per second | Continuous
VVC300 | Std. Dev. of Wind Speed at 167m | STDVWS 167m | Cup/Prop Anemometer and Vane System | Hourly | m/s | meters per second | Continuous
VVC301 | Std. Dev. of Wind Speed at 167m | STDVWS 167m | Heated Sonic Anemometer | Hourly | m/s | meters per second | Continuous
VVC254 | Std. Dev. of Wind Speed at 20m | STDVWS 20m | Cup or Prop Anemometer | Hourly | km/hr | Kilometers per Hour | Continuous
VVC255 | Std. Dev. of Wind Speed at 20m | STDVWS 20m | Cup/Prop Anemometer and Vane System | Hourly | km/hr | Kilometers per Hour | Continuous
VVC256 | Std. Dev. of Wind Speed at 20m | STDVWS 20m | Heated Sonic Anemometer | Hourly | km/hr | Kilometers per Hour | Continuous
VVC1252 | Std. Dev. of Wind Speed at 20m | STDVWS 20m | Sonic Anemometer (non-heated) | Hourly | km/hr | Kilometers per Hour | Continuous
VVC284 | Std. Dev. of Wind Speed at 20m | STDVWS 20m | Cup or Prop Anemometer | Hourly | m/s | meters per second | Continuous
VVC285 | Std. Dev. of Wind Speed at 20m | STDVWS 20m | Cup/Prop Anemometer and Vane System | Hourly | m/s | meters per second | Continuous
VVC286 | Std. Dev. of Wind Speed at 20m | STDVWS 20m | Heated Sonic Anemometer | Hourly | m/s | meters per second | Continuous
VVC257 | Std. Dev. of Wind Speed at 45m | STDVWS 45m | Cup or Prop Anemometer | Hourly | km/hr | Kilometers per Hour | Continuous
VVC258 | Std. Dev. of Wind Speed at 45m | STDVWS 45m | Cup/Prop Anemometer and Vane System | Hourly | km/hr | Kilometers per Hour | Continuous
VVC259 | Std. Dev. of Wind Speed at 45m | STDVWS 45m | Heated Sonic Anemometer | Hourly | km/hr | Kilometers per Hour | Continuous
VVC1253 | Std. Dev. of Wind Speed at 45m | STDVWS 45m | Sonic Anemometer (non-heated) | Hourly | km/hr | Kilometers per Hour | Continuous
VVC287 | Std. Dev. of Wind Speed at 45m | STDVWS 45m | Cup or Prop Anemometer | Hourly | m/s | meters per second | Continuous
VVC288 | Std. Dev. of Wind Speed at 45m | STDVWS 45m | Cup/Prop Anemometer and Vane System | Hourly | m/s | meters per second | Continuous
VVC289 | Std. Dev. of Wind Speed at 45m | STDVWS 45m | Heated Sonic Anemometer | Hourly | m/s | meters per second | Continuous
VVC260 | Std. Dev. of Wind Speed at 75m | STDVWS 75m | Cup or Prop Anemometer | Hourly | km/hr | Kilometers per Hour | Continuous
VVC261 | Std. Dev. of Wind Speed at 75m | STDVWS 75m | Cup/Prop Anemometer and Vane System | Hourly | km/hr | Kilometers per Hour | Continuous
VVC262 | Std. Dev. of Wind Speed at 75m | STDVWS 75m | Heated Sonic Anemometer | Hourly | km/hr | Kilometers per Hour | Continuous
VVC1254 | Std. Dev. of Wind Speed at 75m | STDVWS 75m | Sonic Anemometer (non-heated) | Hourly | km/hr | Kilometers per Hour | Continuous
VVC290 | Std. Dev. of Wind Speed at 75m | STDVWS 75m | Cup or Prop Anemometer | Hourly | m/s | meters per second | Continuous
VVC291 | Std. Dev. of Wind Speed at 75m | STDVWS 75m | Cup/Prop Anemometer and Vane System | Hourly | m/s | meters per second | Continuous
VVC292 | Std. Dev. of Wind Speed at 75m | STDVWS 75m | Heated Sonic Anemometer | Hourly | m/s | meters per second | Continuous
VVC263 | Std. Dev. of Wind Speed at 90m | STDVWS 90m | Cup or Prop Anemometer | Hourly | km/hr | Kilometers per Hour | Continuous
VVC264 | Std. Dev. of Wind Speed at 90m | STDVWS 90m | Cup/Prop Anemometer and Vane System | Hourly | km/hr | Kilometers per Hour | Continuous
VVC265 | Std. Dev. of Wind Speed at 90m | STDVWS 90m | Heated Sonic Anemometer | Hourly | km/hr | Kilometers per Hour | Continuous
VVC1255 | Std. Dev. of Wind Speed at 90m | STDVWS 90m | Sonic Anemometer (non-heated) | Hourly | km/hr | Kilometers per Hour | Continuous
VVC293 | Std. Dev. of Wind Speed at 90m | STDVWS 90m | Cup or Prop Anemometer | Hourly | m/s | meters per second | Continuous
VVC294 | Std. Dev. of Wind Speed at 90m | STDVWS 90m | Cup/Prop Anemometer and Vane System | Hourly | m/s | meters per second | Continuous
VVC295 | Std. Dev. of Wind Speed at 90m | STDVWS 90m | Heated Sonic Anemometer | Hourly | m/s | meters per second | Continuous
VVC118 | Styrene | Styrene | Gas Chromatography/Flame Ionization Detector | Hourly | ppb | parts per billion (by volume) | Continuous
VVC116 | Styrene | Styrene | Gas Chromatography/Photo Ionization Detector | Hourly | ppb | parts per billion (by volume) | Continuous
VVC119 | Styrene | Styrene | Gas Chromatography/Flame Ionization Detector | Hourly | ppm | parts per million (by volume) | Continuous
VVC117 | Styrene | Styrene | Gas Chromatography/Photo Ionization Detector | Hourly | ppm | parts per million (by volume) | Continuous
VVC1279 | Sulphur Dioxide | SO2 | Monthly Operational Time | Monthly (Calendar) / 30 Days | percent of obs. | Percent of Observation | Continuous
VVC29 | Sulphur Dioxide | SO2 | UV Pulsed Fluorescence | Hourly | ppb | parts per billion (by volume) | Continuous
VVC28 | Sulphur Dioxide | SO2 | UV Pulsed Fluorescence | Hourly | ppm | parts per million (by volume) | Continuous
VVC1044 | Surface Wetness | SURFWET | Sensing Grid or Dialectric | Hourly | percent of obs. | Percent of Observation | Continuous
VVC1280 | Toluene | Toluene | Monthly Operational Time | Monthly (Calendar) / 30 Days | percent of obs. | Percent of Observation | Continuous
VVC106 | Toluene | Toluene | Gas Chromatography/Flame Ionization Detector | Hourly | ppb | parts per billion (by volume) | Continuous
VVC104 | Toluene | Toluene | Gas Chromatography/Photo Ionization Detector | Hourly | ppb | parts per billion (by volume) | Continuous
VVC107 | Toluene | Toluene | Gas Chromatography/Flame Ionization Detector | Hourly | ppm | parts per million (by volume) | Continuous
VVC105 | Toluene | Toluene | Gas Chromatography/Photo Ionization Detector | Hourly | ppm | parts per million (by volume) | Continuous
VVC1281 | Total Hydrocarbons | THC | Monthly Operational Time | Monthly (Calendar) / 30 Days | percent of obs. | Percent of Observation | Continuous
VVC47 | Total Hydrocarbons | THC | FID-Calibrated with Methane | Hourly | ppb | parts per billion (by volume) | Continuous
VVC49 | Total Hydrocarbons | THC | FID-Calibrated with Methane/Propane | Hourly | ppb | parts per billion (by volume) | Continuous
VVC45 | Total Hydrocarbons | THC | Gas Chromatography/Flame Ionization Detector | Hourly | ppb | parts per billion (by volume) | Continuous
VVC51 | Total Hydrocarbons | THC | GC/FID-Calibrated with Methane | Hourly | ppb | parts per billion (by volume) | Continuous
VVC53 | Total Hydrocarbons | THC | GC/FID-Calibrated with Methane/Propane | Hourly | ppb | parts per billion (by volume) | Continuous
VVC46 | Total Hydrocarbons | THC | FID-Calibrated with Methane | Hourly | ppm | parts per million (by volume) | Continuous
VVC48 | Total Hydrocarbons | THC | FID-Calibrated with Methane/Propane | Hourly | ppm | parts per million (by volume) | Continuous
VVC44 | Total Hydrocarbons | THC | Gas Chromatography/Flame Ionization Detector | Hourly | ppm | parts per million (by volume) | Continuous
VVC50 | Total Hydrocarbons | THC | GC/FID-Calibrated with Methane | Hourly | ppm | parts per million (by volume) | Continuous
VVC52 | Total Hydrocarbons | THC | GC/FID-Calibrated with Methane/Propane | Hourly | ppm | parts per million (by volume) | Continuous
VVC1045 | Total Hydrocarbons | THC | Unknown Method (2019 Conversion) | Hourly | ppm | parts per million (by volume) | Continuous
VVC1282 | Total Oxides Of Nitrogen | NOX | Monthly Operational Time | Monthly (Calendar) / 30 Days | percent of obs. | Percent of Observation | Continuous
VVC39 | Total Oxides Of Nitrogen | NOX | Chemiluminescence | Hourly | ppb | parts per billion (by volume) | Continuous
VVC1398 | Total Oxides Of Nitrogen | NOX | Chemiluminescence (Optical/Photolytic Converter) | Hourly | ppb | parts per billion (by volume) | Continuous
VVC38 | Total Oxides Of Nitrogen | NOX | Chemiluminescence | Hourly | ppm | parts per million (by volume) | Continuous
VVC1283 | Total Reduced Sulphur | TRS | Monthly Operational Time | Monthly (Calendar) / 30 Days | percent of obs. | Percent of Observation | Continuous
VVC1409 | Total Reduced Sulphur | TRS | UV Pulsed Fluorescence | 30 minute/half-hour | ppb | parts per billion (by volume) | Continuous
VVC97 | Total Reduced Sulphur | TRS | UV Pulsed Fluorescence | Hourly | ppb | parts per billion (by volume) | Continuous
VVC96 | Total Reduced Sulphur | TRS | UV Pulsed Fluorescence | Hourly | ppm | parts per million (by volume) | Continuous
VVC1284 | Total Suspended Particulates | TSP | Monthly Operational Time | Monthly (Calendar) / 30 Days | percent of obs. | Percent of Observation | Continuous
VVC4 | Total Suspended Particulates | TSP | Beta Attenuation (BAM) TEI C14 | Hourly | ug/m3 | micrograms per cubic meter | Continuous
VVC2 | Total Suspended Particulates | TSP | Beta Attenuation (Met One BAM 1020) | Hourly | ug/m3 | micrograms per cubic meter | Continuous
VVC3 | Total Suspended Particulates | TSP | Beta Attenuation (Met One E-BAM) | Hourly | ug/m3 | micrograms per cubic meter | Continuous
VVC5 | Total Suspended Particulates | TSP | Direct Mass Measurement/Micro Balance (TEOM) | Hourly | ug/m3 | micrograms per cubic meter | Continuous
VVC11 | Total Suspended Particulates | TSP | Direct Mass Measurement/Micro Balance (TEOM) @ 30C | Hourly | ug/m3 | micrograms per cubic meter | Continuous
VVC7 | Total Suspended Particulates | TSP | Direct Mass Measurement/Micro Balance (TEOM) @ 30C with data reported at actual ambient conditions | Hourly | ug/m3 | micrograms per cubic meter | Continuous
VVC12 | Total Suspended Particulates | TSP | Direct Mass Measurement/Micro Balance (TEOM) @ 30C with FDMS (self referencing) | Hourly | ug/m3 | micrograms per cubic meter | Continuous
VVC8 | Total Suspended Particulates | TSP | Direct Mass Measurement/Micro Balance (TEOM) @ 30C with FDMS (self referencing) with data reported at actual ambient conditions | Hourly | ug/m3 | micrograms per cubic meter | Continuous
VVC10 | Total Suspended Particulates | TSP | Direct Mass Measurement/Micro Balance (TEOM) @ 40C | Hourly | ug/m3 | micrograms per cubic meter | Continuous
VVC6 | Total Suspended Particulates | TSP | Direct Mass Measurement/Micro Balance (TEOM) @ 40C with data reported at actual ambient conditions | Hourly | ug/m3 | micrograms per cubic meter | Continuous
VVC9 | Total Suspended Particulates | TSP | Direct Mass Measurement/Micro Balance (TEOM) @ 50C | Hourly | ug/m3 | micrograms per cubic meter | Continuous
VVC1 | Total Suspended Particulates | TSP | Light Scattering Photometer (Grimm) | Hourly | ug/m3 | micrograms per cubic meter | Continuous
VVC1410 | Total Suspended Particulates | TSP | Laser Light Scattering (nephelometer) | NAPS Schedule 6 Day | ug/m3 | micrograms per cubic meter | Continuous
VVC1385 | Total Volatile Organic Compounds | Total VOCs | Monthly Operational Time | Monthly (Calendar) / 30 Days | percent of obs. | Percent of Observation | Continuous
VVC1384 | Total Volatile Organic Compounds | Total VOCs | Gas Chromatography/Photo Ionization Detector | Hourly | ppm | parts per million (by volume) | Continuous
VVC1257 | Vertical Wind Speed | VERTWSP (10 meter) | Heated Sonic Anemometer | Hourly | cm/s | Centimeters per Second | Continuous
VVC1256 | Vertical Wind Speed | VERTWSP (10 meter) | Sonic Anemometer (non-heated) | Hourly | cm/s | Centimeters per Second | Continuous
VVC169 | Vertical Wind Speed | VERTWSP (10 meter) | Cup/Prop Anemometer and Vane System | Hourly | km/hr | Kilometers per Hour | Continuous
VVC170 | Vertical Wind Speed | VERTWSP (10 meter) | Heated Sonic Anemometer | Hourly | km/hr | Kilometers per Hour | Continuous
VVC250 | Vertical Wind Speed at 100m | VERTWSP 100m | Cup/Prop Anemometer and Vane System | Hourly | km/hr | Kilometers per Hour | Continuous
VVC251 | Vertical Wind Speed at 100m | VERTWSP 100m | Heated Sonic Anemometer | Hourly | km/hr | Kilometers per Hour | Continuous
VVC1046 | Vertical Wind Speed at 100m | VERTWSP 100m | Sonic Anemometer (non-heated) | Hourly | km/hr | Kilometers per Hour | Continuous
VVC280 | Vertical Wind Speed at 100m | VERTWSP 100m | Cup/Prop Anemometer and Vane System | Hourly | m/s | meters per second | Continuous
VVC281 | Vertical Wind Speed at 100m | VERTWSP 100m | Heated Sonic Anemometer | Hourly | m/s | meters per second | Continuous
VVC1403 | Vertical Wind Speed at 163m | VERTWSP 163m | Sonic Anemometer (non-heated) | Hourly | km/hr | Kilometers per Hour | Continuous
VVC252 | Vertical Wind Speed at 167m | VERTWSP 167m | Cup/Prop Anemometer and Vane System | Hourly | km/hr | Kilometers per Hour | Continuous
VVC253 | Vertical Wind Speed at 167m | VERTWSP 167m | Heated Sonic Anemometer | Hourly | km/hr | Kilometers per Hour | Continuous
VVC1047 | Vertical Wind Speed at 167m | VERTWSP 167m | Sonic Anemometer (non-heated) | Hourly | km/hr | Kilometers per Hour | Continuous
VVC282 | Vertical Wind Speed at 167m | VERTWSP 167m | Cup/Prop Anemometer and Vane System | Hourly | m/s | meters per second | Continuous
VVC283 | Vertical Wind Speed at 167m | VERTWSP 167m | Heated Sonic Anemometer | Hourly | m/s | meters per second | Continuous
VVC242 | Vertical Wind Speed at 20m | VERTWSP 20m | Cup/Prop Anemometer and Vane System | Hourly | km/hr | Kilometers per Hour | Continuous
VVC243 | Vertical Wind Speed at 20m | VERTWSP 20m | Heated Sonic Anemometer | Hourly | km/hr | Kilometers per Hour | Continuous
VVC1048 | Vertical Wind Speed at 20m | VERTWSP 20m | Sonic Anemometer (non-heated) | Hourly | km/hr | Kilometers per Hour | Continuous
VVC272 | Vertical Wind Speed at 20m | VERTWSP 20m | Cup/Prop Anemometer and Vane System | Hourly | m/s | meters per second | Continuous
VVC273 | Vertical Wind Speed at 20m | VERTWSP 20m | Heated Sonic Anemometer | Hourly | m/s | meters per second | Continuous
VVC244 | Vertical Wind Speed at 45m | VERTWSP 45m | Cup/Prop Anemometer and Vane System | Hourly | km/hr | Kilometers per Hour | Continuous
VVC245 | Vertical Wind Speed at 45m | VERTWSP 45m | Heated Sonic Anemometer | Hourly | km/hr | Kilometers per Hour | Continuous
VVC1049 | Vertical Wind Speed at 45m | VERTWSP 45m | Sonic Anemometer (non-heated) | Hourly | km/hr | Kilometers per Hour | Continuous
VVC274 | Vertical Wind Speed at 45m | VERTWSP 45m | Cup/Prop Anemometer and Vane System | Hourly | m/s | meters per second | Continuous
VVC275 | Vertical Wind Speed at 45m | VERTWSP 45m | Heated Sonic Anemometer | Hourly | m/s | meters per second | Continuous
VVC246 | Vertical Wind Speed at 75m | VERTWSP 75m | Cup/Prop Anemometer and Vane System | Hourly | km/hr | Kilometers per Hour | Continuous
VVC247 | Vertical Wind Speed at 75m | VERTWSP 75m | Heated Sonic Anemometer | Hourly | km/hr | Kilometers per Hour | Continuous
VVC1050 | Vertical Wind Speed at 75m | VERTWSP 75m | Sonic Anemometer (non-heated) | Hourly | km/hr | Kilometers per Hour | Continuous
VVC276 | Vertical Wind Speed at 75m | VERTWSP 75m | Cup/Prop Anemometer and Vane System | Hourly | m/s | meters per second | Continuous
VVC277 | Vertical Wind Speed at 75m | VERTWSP 75m | Heated Sonic Anemometer | Hourly | m/s | meters per second | Continuous
VVC248 | Vertical Wind Speed at 90m | VERTWSP 90m | Cup/Prop Anemometer and Vane System | Hourly | km/hr | Kilometers per Hour | Continuous
VVC249 | Vertical Wind Speed at 90m | VERTWSP 90m | Heated Sonic Anemometer | Hourly | km/hr | Kilometers per Hour | Continuous
VVC1051 | Vertical Wind Speed at 90m | VERTWSP 90m | Sonic Anemometer (non-heated) | Hourly | km/hr | Kilometers per Hour | Continuous
VVC278 | Vertical Wind Speed at 90m | VERTWSP 90m | Cup/Prop Anemometer and Vane System | Hourly | m/s | meters per second | Continuous
VVC279 | Vertical Wind Speed at 90m | VERTWSP 90m | Heated Sonic Anemometer | Hourly | m/s | meters per second | Continuous
VVC94 | Vinyl Chloride Monomer | VCM | Gas Chromatography/Reduction Gas Detector | Hourly | ppb | parts per billion (by volume) | Continuous
VVC95 | Vinyl Chloride Monomer | VCM | Gas Chromatography/Reduction Gas Detector | Hourly | ppm | parts per million (by volume) | Continuous
VVC162 | Wind Direction | WDR (10 meter) | Cup/Prop Anemometer and Vane System | Hourly | deg | Degrees (direction) | Continuous
VVC163 | Wind Direction | WDR (10 meter) | Heated Sonic Anemometer | Hourly | deg | Degrees (direction) | Continuous
VVC1052 | Wind Direction | WDR (10 meter) | Unknown Method (2019 Conversion) | Hourly | deg | Degrees (direction) | Continuous
VVC161 | Wind Direction | WDR (10 meter) | Wind Vane | Hourly | deg | Degrees (direction) | Continuous
VVC1285 | Wind Direction | WDR (10 meter) | Monthly Operational Time | Monthly (Calendar) / 30 Days | percent of obs. | Percent of Observation | Continuous
VVC237 | Wind Direction at 100m | WDR 100m | Cup/Prop Anemometer and Vane System | Hourly | deg | Degrees (direction) | Continuous
VVC238 | Wind Direction at 100m | WDR 100m | Heated Sonic Anemometer | Hourly | deg | Degrees (direction) | Continuous
VVC1053 | Wind Direction at 100m | WDR 100m | Sonic Anemometer (non-heated) | Hourly | deg | Degrees (direction) | Continuous
VVC236 | Wind Direction at 100m | WDR 100m | Wind Vane | Hourly | deg | Degrees (direction) | Continuous
VVC1402 | Wind Direction at 163m | WDR 163m | Sonic Anemometer (non-heated) | Hourly | deg | Degrees (direction) | Continuous
VVC240 | Wind Direction at 167m | WDR 167m | Cup/Prop Anemometer and Vane System | Hourly | deg | Degrees (direction) | Continuous
VVC241 | Wind Direction at 167m | WDR 167m | Heated Sonic Anemometer | Hourly | deg | Degrees (direction) | Continuous
VVC1054 | Wind Direction at 167m | WDR 167m | Sonic Anemometer (non-heated) | Hourly | deg | Degrees (direction) | Continuous
VVC239 | Wind Direction at 167m | WDR 167m | Wind Vane | Hourly | deg | Degrees (direction) | Continuous
VVC225 | Wind Direction at 20m | WDR 20m | Cup/Prop Anemometer and Vane System | Hourly | deg | Degrees (direction) | Continuous
VVC226 | Wind Direction at 20m | WDR 20m | Heated Sonic Anemometer | Hourly | deg | Degrees (direction) | Continuous
VVC1055 | Wind Direction at 20m | WDR 20m | Sonic Anemometer (non-heated) | Hourly | deg | Degrees (direction) | Continuous
VVC224 | Wind Direction at 20m | WDR 20m | Wind Vane | Hourly | deg | Degrees (direction) | Continuous
VVC186 | Wind Direction at 2m | WDR 2m | Cup/Prop Anemometer and Vane System | Hourly | deg | Degrees (direction) | Continuous
VVC187 | Wind Direction at 2m | WDR 2m | Heated Sonic Anemometer | Hourly | deg | Degrees (direction) | Continuous
VVC185 | Wind Direction at 2m | WDR 2m | Wind Vane | Hourly | deg | Degrees (direction) | Continuous
VVC1286 | Wind Direction at 2m | WDR 2m | Monthly Operational Time | Monthly (Calendar) / 30 Days | percent of obs. | Percent of Observation | Continuous
VVC228 | Wind Direction at 45m | WDR 45m | Cup/Prop Anemometer and Vane System | Hourly | deg | Degrees (direction) | Continuous
VVC229 | Wind Direction at 45m | WDR 45m | Heated Sonic Anemometer | Hourly | deg | Degrees (direction) | Continuous
VVC1056 | Wind Direction at 45m | WDR 45m | Sonic Anemometer (non-heated) | Hourly | deg | Degrees (direction) | Continuous
VVC227 | Wind Direction at 45m | WDR 45m | Wind Vane | Hourly | deg | Degrees (direction) | Continuous
VVC231 | Wind Direction at 75m | WDR 75m | Cup/Prop Anemometer and Vane System | Hourly | deg | Degrees (direction) | Continuous
VVC232 | Wind Direction at 75m | WDR 75m | Heated Sonic Anemometer | Hourly | deg | Degrees (direction) | Continuous
VVC1057 | Wind Direction at 75m | WDR 75m | Sonic Anemometer (non-heated) | Hourly | deg | Degrees (direction) | Continuous
VVC230 | Wind Direction at 75m | WDR 75m | Wind Vane | Hourly | deg | Degrees (direction) | Continuous
VVC234 | Wind Direction at 90m | WDR 90m | Cup/Prop Anemometer and Vane System | Hourly | deg | Degrees (direction) | Continuous
VVC235 | Wind Direction at 90m | WDR 90m | Heated Sonic Anemometer | Hourly | deg | Degrees (direction) | Continuous
VVC1058 | Wind Direction at 90m | WDR 90m | Sonic Anemometer (non-heated) | Hourly | deg | Degrees (direction) | Continuous
VVC233 | Wind Direction at 90m | WDR 90m | Wind Vane | Hourly | deg | Degrees (direction) | Continuous
VVC155 | Wind Speed | WSP (10 meter) | Cup or Prop Anemometer | Hourly | km/hr | Kilometers per Hour | Continuous
VVC156 | Wind Speed | WSP (10 meter) | Cup/Prop Anemometer and Vane System | Hourly | km/hr | Kilometers per Hour | Continuous
VVC157 | Wind Speed | WSP (10 meter) | Heated Sonic Anemometer | Hourly | km/hr | Kilometers per Hour | Continuous
VVC1059 | Wind Speed | WSP (10 meter) | Unknown Method (2019 Conversion) | Hourly | km/hr | Kilometers per Hour | Continuous
VVC158 | Wind Speed | WSP (10 meter) | Cup or Prop Anemometer | Hourly | m/s | meters per second | Continuous
VVC159 | Wind Speed | WSP (10 meter) | Cup/Prop Anemometer and Vane System | Hourly | m/s | meters per second | Continuous
VVC160 | Wind Speed | WSP (10 meter) | Heated Sonic Anemometer | Hourly | m/s | meters per second | Continuous
VVC1287 | Wind Speed | WSP (10 meter) | Monthly Operational Time | Monthly (Calendar) / 30 Days | percent of obs. | Percent of Observation | Continuous
VVC200 | Wind Speed at 100m | WSP 100m | Cup or Prop Anemometer | Hourly | km/hr | Kilometers per Hour | Continuous
VVC201 | Wind Speed at 100m | WSP 100m | Cup/Prop Anemometer and Vane System | Hourly | km/hr | Kilometers per Hour | Continuous
VVC202 | Wind Speed at 100m | WSP 100m | Heated Sonic Anemometer | Hourly | km/hr | Kilometers per Hour | Continuous
VVC1060 | Wind Speed at 100m | WSP 100m | Sonic Anemometer (non-heated) | Hourly | km/hr | Kilometers per Hour | Continuous
VVC218 | Wind Speed at 100m | WSP 100m | Cup or Prop Anemometer | Hourly | m/s | meters per second | Continuous
VVC219 | Wind Speed at 100m | WSP 100m | Cup/Prop Anemometer and Vane System | Hourly | m/s | meters per second | Continuous
VVC220 | Wind Speed at 100m | WSP 100m | Heated Sonic Anemometer | Hourly | m/s | meters per second | Continuous
VVC1401 | Wind Speed at 163m | WSP 163m | Sonic Anemometer (non-heated) | Hourly | km/hr | Kilometers per Hour | Continuous
VVC203 | Wind Speed at 167m | WSP 167m | Cup or Prop Anemometer | Hourly | km/hr | Kilometers per Hour | Continuous
VVC204 | Wind Speed at 167m | WSP 167m | Cup/Prop Anemometer and Vane System | Hourly | km/hr | Kilometers per Hour | Continuous
VVC205 | Wind Speed at 167m | WSP 167m | Heated Sonic Anemometer | Hourly | km/hr | Kilometers per Hour | Continuous
VVC1061 | Wind Speed at 167m | WSP 167m | Sonic Anemometer (non-heated) | Hourly | km/hr | Kilometers per Hour | Continuous
VVC221 | Wind Speed at 167m | WSP 167m | Cup or Prop Anemometer | Hourly | m/s | meters per second | Continuous
VVC222 | Wind Speed at 167m | WSP 167m | Cup/Prop Anemometer and Vane System | Hourly | m/s | meters per second | Continuous
VVC223 | Wind Speed at 167m | WSP 167m | Heated Sonic Anemometer | Hourly | m/s | meters per second | Continuous
VVC188 | Wind Speed at 20m | WSP 20m | Cup or Prop Anemometer | Hourly | km/hr | Kilometers per Hour | Continuous
VVC189 | Wind Speed at 20m | WSP 20m | Cup/Prop Anemometer and Vane System | Hourly | km/hr | Kilometers per Hour | Continuous
VVC190 | Wind Speed at 20m | WSP 20m | Heated Sonic Anemometer | Hourly | km/hr | Kilometers per Hour | Continuous
VVC1062 | Wind Speed at 20m | WSP 20m | Sonic Anemometer (non-heated) | Hourly | km/hr | Kilometers per Hour | Continuous
VVC206 | Wind Speed at 20m | WSP 20m | Cup or Prop Anemometer | Hourly | m/s | meters per second | Continuous
VVC207 | Wind Speed at 20m | WSP 20m | Cup/Prop Anemometer and Vane System | Hourly | m/s | meters per second | Continuous
VVC208 | Wind Speed at 20m | WSP 20m | Heated Sonic Anemometer | Hourly | m/s | meters per second | Continuous
VVC179 | Wind Speed at 2m | WSP 2m | Cup or Prop Anemometer | Hourly | km/hr | Kilometers per Hour | Continuous
VVC180 | Wind Speed at 2m | WSP 2m | Cup/Prop Anemometer and Vane System | Hourly | km/hr | Kilometers per Hour | Continuous
VVC181 | Wind Speed at 2m | WSP 2m | Heated Sonic Anemometer | Hourly | km/hr | Kilometers per Hour | Continuous
VVC182 | Wind Speed at 2m | WSP 2m | Cup or Prop Anemometer | Hourly | m/s | meters per second | Continuous
VVC183 | Wind Speed at 2m | WSP 2m | Cup/Prop Anemometer and Vane System | Hourly | m/s | meters per second | Continuous
VVC184 | Wind Speed at 2m | WSP 2m | Heated Sonic Anemometer | Hourly | m/s | meters per second | Continuous
VVC1288 | Wind Speed at 2m | WSP 2m | Monthly Operational Time | Monthly (Calendar) / 30 Days | percent of obs. | Percent of Observation | Continuous
VVC191 | Wind Speed at 45m | WSP 45m | Cup or Prop Anemometer | Hourly | km/hr | Kilometers per Hour | Continuous
VVC192 | Wind Speed at 45m | WSP 45m | Cup/Prop Anemometer and Vane System | Hourly | km/hr | Kilometers per Hour | Continuous
VVC193 | Wind Speed at 45m | WSP 45m | Heated Sonic Anemometer | Hourly | km/hr | Kilometers per Hour | Continuous
VVC1063 | Wind Speed at 45m | WSP 45m | Sonic Anemometer (non-heated) | Hourly | km/hr | Kilometers per Hour | Continuous
VVC209 | Wind Speed at 45m | WSP 45m | Cup or Prop Anemometer | Hourly | m/s | meters per second | Continuous
VVC210 | Wind Speed at 45m | WSP 45m | Cup/Prop Anemometer and Vane System | Hourly | m/s | meters per second | Continuous
VVC211 | Wind Speed at 45m | WSP 45m | Heated Sonic Anemometer | Hourly | m/s | meters per second | Continuous
VVC194 | Wind Speed at 75m | WSP 75m | Cup or Prop Anemometer | Hourly | km/hr | Kilometers per Hour | Continuous
VVC195 | Wind Speed at 75m | WSP 75m | Cup/Prop Anemometer and Vane System | Hourly | km/hr | Kilometers per Hour | Continuous
VVC196 | Wind Speed at 75m | WSP 75m | Heated Sonic Anemometer | Hourly | km/hr | Kilometers per Hour | Continuous
VVC1064 | Wind Speed at 75m | WSP 75m | Sonic Anemometer (non-heated) | Hourly | km/hr | Kilometers per Hour | Continuous
VVC212 | Wind Speed at 75m | WSP 75m | Cup or Prop Anemometer | Hourly | m/s | meters per second | Continuous
VVC213 | Wind Speed at 75m | WSP 75m | Cup/Prop Anemometer and Vane System | Hourly | m/s | meters per second | Continuous
VVC214 | Wind Speed at 75m | WSP 75m | Heated Sonic Anemometer | Hourly | m/s | meters per second | Continuous
VVC197 | Wind Speed at 90m | WSP 90m | Cup or Prop Anemometer | Hourly | km/hr | Kilometers per Hour | Continuous
VVC198 | Wind Speed at 90m | WSP 90m | Cup/Prop Anemometer and Vane System | Hourly | km/hr | Kilometers per Hour | Continuous
VVC199 | Wind Speed at 90m | WSP 90m | Heated Sonic Anemometer | Hourly | km/hr | Kilometers per Hour | Continuous
VVC1065 | Wind Speed at 90m | WSP 90m | Sonic Anemometer (non-heated) | Hourly | km/hr | Kilometers per Hour | Continuous
VVC215 | Wind Speed at 90m | WSP 90m | Cup or Prop Anemometer | Hourly | m/s | meters per second | Continuous
VVC216 | Wind Speed at 90m | WSP 90m | Cup/Prop Anemometer and Vane System | Hourly | m/s | meters per second | Continuous
VVC217 | Wind Speed at 90m | WSP 90m | Heated Sonic Anemometer | Hourly | m/s | meters per second | Continuous

## VVC Passive
Valid Variable Combination (VVC) codes - Passive
VVC Code | Parameter Name | Parameter Abbreviation | Method Name | Time Code Description | Unit Abbreviation | Unit Description | Collection Type Description
VVC378 | Ammonia | NH3 | Ion Chromatography | Monthly (Calendar) / 30 Days | ppb | parts per billion (by volume) | Passive
VVC379 | Ammonia | NH3 | Ion Chromatography | Monthly (Calendar) / 30 Days | ppm | parts per million (by volume) | Passive
VVC380 | Hydrogen Sulphide | H2S | Ion Chromatography | Monthly (Calendar) / 30 Days | ppb | parts per billion (by volume) | Passive
VVC381 | Hydrogen Sulphide | H2S | Ion Chromatography | Monthly (Calendar) / 30 Days | ppm | parts per million (by volume) | Passive
VVC1407 | Nitric Acid | HNO3 | Ion Chromatography | Monthly (Calendar) / 30 Days | ug/m3 | micrograms per cubic meter | Passive
VVC382 | Nitrogen Dioxide | NO2 | Ion Chromatography | Monthly (Calendar) / 30 Days | ppb | parts per billion (by volume) | Passive
VVC383 | Nitrogen Dioxide | NO2 | Ion Chromatography | Monthly (Calendar) / 30 Days | ppm | parts per million (by volume) | Passive
VVC384 | Ozone | O3 | Ion Chromatography | Monthly (Calendar) / 30 Days | ppb | parts per billion (by volume) | Passive
VVC385 | Ozone | O3 | Ion Chromatography | Monthly (Calendar) / 30 Days | ppm | parts per million (by volume) | Passive
VVC386 | Sulphur Dioxide | SO2 | Ion Chromatography | Monthly (Calendar) / 30 Days | ppb | parts per billion (by volume) | Passive
VVC387 | Sulphur Dioxide | SO2 | Ion Chromatography | Monthly (Calendar) / 30 Days | ppm | parts per million (by volume) | Passive

## VVC Intermittent
Valid Variable Combination (VVC) codes - Intermittent
(sorted by collection type)
VVC Code | Parameter Name | Parameter Abbreviation | Method Name | Time Code Description | Unit Abbreviation | Unit Description | Collection Type Description
VVC553 | 1,1,1-Trichloroethane | 1,1,1-Trichloroethane | Gas Chromatography/Mass Spectrometry | 24 Hours | ppb | parts per billion (by volume) | Canister
VVC554 | 1,1,1-Trichloroethane | 1,1,1-Trichloroethane | Gas Chromatography/Mass Spectrometry | NAPS Schedule 6 Day | ppb | parts per billion (by volume) | Canister
VVC1066 | 1,1,1-Trichloroethane | 1,1,1-Trichloroethane | Gas Chromatography/Mass Spectrometry | 24 Hours | ug/m3 | micrograms per cubic meter | Canister
VVC700 | 1,1,2,2-Tetrachloroethane | 1,1,2,2-Tetrachloroethane | Gas Chromatography/Mass Spectrometry | 24 Hours | ppb | parts per billion (by volume) | Canister
VVC701 | 1,1,2,2-Tetrachloroethane | 1,1,2,2-Tetrachloroethane | Gas Chromatography/Mass Spectrometry | NAPS Schedule 6 Day | ppb | parts per billion (by volume) | Canister
VVC1067 | 1,1,2,2-Tetrachloroethane | 1,1,2,2-Tetrachloroethane | Gas Chromatography/Mass Spectrometry | 24 Hours | ug/m3 | micrograms per cubic meter | Canister
VVC704 | 1,1,2-Trichloroethane | 1,1,2-Trichloroethane | Gas Chromatography/Mass Spectrometry | 24 Hours | ppb | parts per billion (by volume) | Canister
VVC705 | 1,1,2-Trichloroethane | 1,1,2-Trichloroethane | Gas Chromatography/Mass Spectrometry | NAPS Schedule 6 Day | ppb | parts per billion (by volume) | Canister
VVC1068 | 1,1,2-Trichloroethane | 1,1,2-Trichloroethane | Gas Chromatography/Mass Spectrometry | 24 Hours | ug/m3 | micrograms per cubic meter | Canister
VVC693 | 1,1-Dichloroethane | 1,1-Dichloroethane | Gas Chromatography/Mass Spectrometry | 24 Hours | ppb | parts per billion (by volume) | Canister
VVC694 | 1,1-Dichloroethane | 1,1-Dichloroethane | Gas Chromatography/Mass Spectrometry | NAPS Schedule 6 Day | ppb | parts per billion (by volume) | Canister
VVC1069 | 1,1-Dichloroethane | 1,1-Dichloroethane | Gas Chromatography/Mass Spectrometry | 24 Hours | ug/m3 | micrograms per cubic meter | Canister
VVC708 | 1,1-Dichloroethylene | 1,1-Dichloroethylene | Gas Chromatography/Mass Spectrometry | 24 Hours | ppb | parts per billion (by volume) | Canister
VVC709 | 1,1-Dichloroethylene | 1,1-Dichloroethylene | Gas Chromatography/Mass Spectrometry | NAPS Schedule 6 Day | ppb | parts per billion (by volume) | Canister
VVC1070 | 1,1-Dichloroethylene | 1,1-Dichloroethylene | Gas Chromatography/Mass Spectrometry | 24 Hours | ug/m3 | micrograms per cubic meter | Canister
VVC755 | 1,2,3-Trimethylbenzene | 1,2,3-Trimethylbenzene | Gas Chromatography/Mass Spectrometry | 24 Hours | ppb | parts per billion (by volume) | Canister
VVC754 | 1,2,3-Trimethylbenzene | 1,2,3-Trimethylbenzene | Gas Chromatography/Mass Spectrometry | NAPS Schedule 6 Day | ppb | parts per billion (by volume) | Canister
VVC1071 | 1,2,3-Trimethylbenzene | 1,2,3-Trimethylbenzene | Gas Chromatography/Mass Spectrometry | 24 Hours | ug/m3 | micrograms per cubic meter | Canister
VVC771 | 1,2,4-Trichlorobenzene | 1,2,4-Trichlorobenzene | Gas Chromatography/Mass Spectrometry | 24 Hours | ppb | parts per billion (by volume) | Canister
VVC770 | 1,2,4-Trichlorobenzene | 1,2,4-Trichlorobenzene | Gas Chromatography/Mass Spectrometry | NAPS Schedule 6 Day | ppb | parts per billion (by volume) | Canister
VVC1072 | 1,2,4-Trichlorobenzene | 1,2,4-Trichlorobenzene | Gas Chromatography/Mass Spectrometry | 24 Hours | ug/m3 | micrograms per cubic meter | Canister
VVC660 | 1,2,4-Trimethylbenzene | 1,2,4-Trimethylbenzene | Gas Chromatography/Mass Spectrometry | 24 Hours | ppb | parts per billion (by volume) | Canister
VVC661 | 1,2,4-Trimethylbenzene | 1,2,4-Trimethylbenzene | Gas Chromatography/Mass Spectrometry | NAPS Schedule 6 Day | ppb | parts per billion (by volume) | Canister
VVC1073 | 1,2,4-Trimethylbenzene | 1,2,4-Trimethylbenzene | Gas Chromatography/Mass Spectrometry | 24 Hours | ug/m3 | micrograms per cubic meter | Canister
VVC915 | 1,2-Dibromoethane | EDB | Gas Chromatography/Mass Spectrometry | 24 Hours | ppb | parts per billion (by volume) | Canister
VVC916 | 1,2-Dibromoethane | EDB | Gas Chromatography/Mass Spectrometry | NAPS Schedule 6 Day | ppb | parts per billion (by volume) | Canister
VVC1074 | 1,2-Dibromoethane | EDB | Gas Chromatography/Mass Spectrometry | 24 Hours | ug/m3 | micrograms per cubic meter | Canister
VVC765 | 1,2-Dichlorobenzene | 1,2-Dichlorobenzene | Gas Chromatography/Mass Spectrometry | 24 Hours | ppb | parts per billion (by volume) | Canister
VVC764 | 1,2-Dichlorobenzene | 1,2-Dichlorobenzene | Gas Chromatography/Mass Spectrometry | NAPS Schedule 6 Day | ppb | parts per billion (by volume) | Canister
VVC1075 | 1,2-Dichlorobenzene | 1,2-Dichlorobenzene | Gas Chromatography/Mass Spectrometry | 24 Hours | ug/m3 | micrograms per cubic meter | Canister
VVC695 | 1,2-Dichloroethane | 1,2-Dichloroethane | Gas Chromatography/Mass Spectrometry | 24 Hours | ppb | parts per billion (by volume) | Canister
VVC696 | 1,2-Dichloroethane | 1,2-Dichloroethane | Gas Chromatography/Mass Spectrometry | NAPS Schedule 6 Day | ppb | parts per billion (by volume) | Canister
VVC1076 | 1,2-Dichloroethane | 1,2-Dichloroethane | Gas Chromatography/Mass Spectrometry | 24 Hours | ug/m3 | micrograms per cubic meter | Canister
VVC714 | 1,2-Dichloropropane | 1,2-Dichloropropane | Gas Chromatography/Mass Spectrometry | 24 Hours | ppb | parts per billion (by volume) | Canister
VVC715 | 1,2-Dichloropropane | 1,2-Dichloropropane | Gas Chromatography/Mass Spectrometry | NAPS Schedule 6 Day | ppb | parts per billion (by volume) | Canister
VVC1077 | 1,2-Dichloropropane | 1,2-Dichloropropane | Gas Chromatography/Mass Spectrometry | 24 Hours | ug/m3 | micrograms per cubic meter | Canister
VVC887 | 1,2-Diethylbenzene | 1,2-Diethylbenzene | Gas Chromatography/Mass Spectrometry | 24 Hours | ppb | parts per billion (by volume) | Canister
VVC1078 | 1,2-Diethylbenzene | 1,2-Diethylbenzene | Gas Chromatography/Mass Spectrometry | 24 Hours | ug/m3 | micrograms per cubic meter | Canister
VVC742 | 1,3,5-Trimethylbenzene | 1,3,5-Trimethylbenzene | Gas Chromatography/Mass Spectrometry | 24 Hours | ppb | parts per billion (by volume) | Canister
VVC741 | 1,3,5-Trimethylbenzene | 1,3,5-Trimethylbenzene | Gas Chromatography/Mass Spectrometry | NAPS Schedule 6 Day | ppb | parts per billion (by volume) | Canister
VVC1079 | 1,3,5-Trimethylbenzene | 1,3,5-Trimethylbenzene | Gas Chromatography/Mass Spectrometry | 24 Hours | ug/m3 | micrograms per cubic meter | Canister
VVC581 | 1,3-Butadiene | 1,3-Butadiene | Gas Chromatography/Mass Spectrometry | 24 Hours | ppb | parts per billion (by volume) | Canister
VVC580 | 1,3-Butadiene | 1,3-Butadiene | Gas Chromatography/Mass Spectrometry | NAPS Schedule 6 Day | ppb | parts per billion (by volume) | Canister
VVC1080 | 1,3-Butadiene | 1,3-Butadiene | Gas Chromatography/Mass Spectrometry | 24 Hours | ug/m3 | micrograms per cubic meter | Canister
VVC767 | 1,3-Dichlorobenzene | 1,3-Dichlorobenzene | Gas Chromatography/Mass Spectrometry | 24 Hours | ppb | parts per billion (by volume) | Canister
VVC766 | 1,3-Dichlorobenzene | 1,3-Dichlorobenzene | Gas Chromatography/Mass Spectrometry | NAPS Schedule 6 Day | ppb | parts per billion (by volume) | Canister
VVC1081 | 1,3-Dichlorobenzene | 1,3-Dichlorobenzene | Gas Chromatography/Mass Spectrometry | 24 Hours | ug/m3 | micrograms per cubic meter | Canister
VVC758 | 1,3-Diethylbenzene | 1,3-Diethylbenzene | Gas Chromatography/Mass Spectrometry | 24 Hours | ppb | parts per billion (by volume) | Canister
VVC757 | 1,3-Diethylbenzene | 1,3-Diethylbenzene | Gas Chromatography/Mass Spectrometry | NAPS Schedule 6 Day | ppb | parts per billion (by volume) | Canister
VVC1082 | 1,3-Diethylbenzene | 1,3-Diethylbenzene | Gas Chromatography/Mass Spectrometry | 24 Hours | ug/m3 | micrograms per cubic meter | Canister
VVC769 | 1,4-Dichlorobenzene | 1,4-Dichlorobenzene | Gas Chromatography/Mass Spectrometry | 24 Hours | ppb | parts per billion (by volume) | Canister
VVC768 | 1,4-Dichlorobenzene | 1,4-Dichlorobenzene | Gas Chromatography/Mass Spectrometry | NAPS Schedule 6 Day | ppb | parts per billion (by volume) | Canister
VVC1083 | 1,4-Dichlorobenzene | 1,4-Dichlorobenzene | Gas Chromatography/Mass Spectrometry | 24 Hours | ug/m3 | micrograms per cubic meter | Canister
VVC888 | 1,4-Dichlorobutane | 1,4-Dichlorobutane | Gas Chromatography/Mass Spectrometry | 24 Hours | ppb | parts per billion (by volume) | Canister
VVC1084 | 1,4-Dichlorobutane | 1,4-Dichlorobutane | Gas Chromatography/Mass Spectrometry | 24 Hours | ug/m3 | micrograms per cubic meter | Canister
VVC759 | 1,4-Diethylbenzene | 1,4-Diethylbenzene | Gas Chromatography/Mass Spectrometry | 24 Hours | ppb | parts per billion (by volume) | Canister
VVC1085 | 1,4-Diethylbenzene | 1,4-Diethylbenzene | Gas Chromatography/Mass Spectrometry | 24 Hours | ug/m3 | micrograms per cubic meter | Canister
VVC1387 | 1,4-Dioxane | Glycol ethylene ether | Gas Chromatography/Mass Spectrometry | 12 Day | ppb | parts per billion (by volume) | Canister
VVC772 | 1,4-Dioxane | Glycol ethylene ether | Gas Chromatography/Mass Spectrometry | NAPS Schedule 6 Day | ppb | parts per billion (by volume) | Canister
VVC1086 | 1,4-Dioxane | Glycol ethylene ether | Gas Chromatography/Mass Spectrometry | 24 Hours | ug/m3 | micrograms per cubic meter | Canister
VVC639 | 1-Butene | 1-Butene/Isobutene | Gas Chromatography/Mass Spectrometry | 24 Hours | ppb | parts per billion (by volume) | Canister
VVC638 | 1-Butene | 1-Butene/Isobutene | Gas Chromatography/Mass Spectrometry | NAPS Schedule 6 Day | ppb | parts per billion (by volume) | Canister
VVC1087 | 1-Butene | 1-Butene/Isobutene | Gas Chromatography/Mass Spectrometry | 24 Hours | ug/m3 | micrograms per cubic meter | Canister
VVC571 | 1-Butyne | 1-Butyne | Gas Chromatography/Mass Spectrometry | 24 Hours | ppm | parts per million (by volume) | Canister
VVC1088 | 1-Butyne | 1-Butyne | Gas Chromatography/Mass Spectrometry | 24 Hours | ug/m3 | micrograms per cubic meter | Canister
VVC653 | 1-Decene | 1-Decene | Gas Chromatography/Mass Spectrometry | 24 Hours | ppb | parts per billion (by volume) | Canister
VVC1089 | 1-Decene | 1-Decene | Gas Chromatography/Mass Spectrometry | 24 Hours | ug/m3 | micrograms per cubic meter | Canister
VVC662 | 1-Heptene | 1-Heptene | Gas Chromatography/Mass Spectrometry | 24 Hours | ppb | parts per billion (by volume) | Canister
VVC1090 | 1-Heptene | 1-Heptene | Gas Chromatography/Mass Spectrometry | 24 Hours | ug/m3 | micrograms per cubic meter | Canister
VVC1382 | 1-Hexene | 1-Hexene | Gas Chromatography/Mass Spectrometry | 24 Hours | ppb | parts per billion (by volume) | Canister
VVC606 | 1-Hexene | 1-Hexene | Gas Chromatography/Mass Spectrometry | NAPS Schedule 6 Day | ppb | parts per billion (by volume) | Canister
VVC1091 | 1-Hexene | 1-Hexene | Gas Chromatography/Mass Spectrometry | 24 Hours | ug/m3 | micrograms per cubic meter | Canister
VVC665 | 1-Methylcyclohexene | 1-Methylcyclohexene | Gas Chromatography/Mass Spectrometry | 24 Hours | ppb | parts per billion (by volume) | Canister
VVC1092 | 1-Methylcyclohexene | 1-Methylcyclohexene | Gas Chromatography/Mass Spectrometry | 24 Hours | ug/m3 | micrograms per cubic meter | Canister
VVC724 | 1-Methylcyclopentene | 1-Methylcyclopentene | Gas Chromatography/Mass Spectrometry | 24 Hours | ppb | parts per billion (by volume) | Canister
VVC1093 | 1-Methylcyclopentene | 1-Methylcyclopentene | Gas Chromatography/Mass Spectrometry | 24 Hours | ug/m3 | micrograms per cubic meter | Canister
VVC637 | 1-Nonene | 1-Nonene | Gas Chromatography/Mass Spectrometry | 24 Hours | ppb | parts per billion (by volume) | Canister
VVC1094 | 1-Nonene | 1-Nonene | Gas Chromatography/Mass Spectrometry | 24 Hours | ug/m3 | micrograms per cubic meter | Canister
VVC889 | 1-Octene | 1-Octene | Gas Chromatography/Mass Spectrometry | 24 Hours | ppb | parts per billion (by volume) | Canister
VVC1095 | 1-Octene | 1-Octene | Gas Chromatography/Mass Spectrometry | 24 Hours | ug/m3 | micrograms per cubic meter | Canister
VVC586 | 1-Pentene | 1-Pentene | Gas Chromatography/Mass Spectrometry | 24 Hours | ppb | parts per billion (by volume) | Canister
VVC585 | 1-Pentene | 1-Pentene | Gas Chromatography/Mass Spectrometry | NAPS Schedule 6 Day | ppb | parts per billion (by volume) | Canister
VVC1096 | 1-Pentene | 1-Pentene | Gas Chromatography/Mass Spectrometry | 24 Hours | ug/m3 | micrograms per cubic meter | Canister
VVC890 | 1-Propyne | 1-Propyne | Gas Chromatography/Mass Spectrometry | 24 Hours | ppb | parts per billion (by volume) | Canister
VVC1097 | 1-Propyne | 1-Propyne | Gas Chromatography/Mass Spectrometry | 24 Hours | ug/m3 | micrograms per cubic meter | Canister
VVC654 | 1-Undecene | 1-Undecene | Gas Chromatography/Mass Spectrometry | 24 Hours | ppb | parts per billion (by volume) | Canister
VVC1098 | 1-Undecene | 1-Undecene | Gas Chromatography/Mass Spectrometry | 24 Hours | ug/m3 | micrograms per cubic meter | Canister
VVC891 | 2,2,3-Trimethylbutane | 2,2,3-Trimethylbutane | Gas Chromatography/Mass Spectrometry | 24 Hours | ppb | parts per billion (by volume) | Canister
VVC1099 | 2,2,3-Trimethylbutane | 2,2,3-Trimethylbutane | Gas Chromatography/Mass Spectrometry | 24 Hours | ug/m3 | micrograms per cubic meter | Canister
VVC615 | 2,2,4-Trimethylpentane | 2,2,4-Trimethylpentane | Gas Chromatography/Mass Spectrometry | 24 Hours | ppb | parts per billion (by volume) | Canister
VVC614 | 2,2,4-Trimethylpentane | 2,2,4-Trimethylpentane | Gas Chromatography/Mass Spectrometry | NAPS Schedule 6 Day | ppb | parts per billion (by volume) | Canister
VVC1100 | 2,2,4-Trimethylpentane | 2,2,4-Trimethylpentane | Gas Chromatography/Mass Spectrometry | 24 Hours | ug/m3 | micrograms per cubic meter | Canister
VVC635 | 2,2,5-Trimethylhexane | 2,2,5-Trimethylhexane | Gas Chromatography/Mass Spectrometry | 24 Hours | ppb | parts per billion (by volume) | Canister
VVC1101 | 2,2,5-Trimethylhexane | 2,2,5-Trimethylhexane | Gas Chromatography/Mass Spectrometry | 24 Hours | ug/m3 | micrograms per cubic meter | Canister
VVC605 | 2,2-Dimethylbutane | 2,2-Dimethylbutane | Gas Chromatography/Mass Spectrometry | 24 Hours | ppb | parts per billion (by volume) | Canister
VVC604 | 2,2-Dimethylbutane | 2,2-Dimethylbutane | Gas Chromatography/Mass Spectrometry | NAPS Schedule 6 Day | ppb | parts per billion (by volume) | Canister
VVC1102 | 2,2-Dimethylbutane | 2,2-Dimethylbutane | Gas Chromatography/Mass Spectrometry | 24 Hours | ug/m3 | micrograms per cubic meter | Canister
VVC892 | 2,2-Dimethylhexane | 2,2-Dimethylhexane | Gas Chromatography/Mass Spectrometry | 24 Hours | ppb | parts per billion (by volume) | Canister
VVC1103 | 2,2-Dimethylhexane | 2,2-Dimethylhexane | Gas Chromatography/Mass Spectrometry | 24 Hours | ug/m3 | micrograms per cubic meter | Canister
VVC893 | 2,2-Dimethylpentane | 2,2-Dimethylpentane | Gas Chromatography/Mass Spectrometry | 24 Hours | ppb | parts per billion (by volume) | Canister
VVC1104 | 2,2-Dimethylpentane | 2,2-Dimethylpentane | Gas Chromatography/Mass Spectrometry | 24 Hours | ug/m3 | micrograms per cubic meter | Canister
VVC584 | 2,2-Dimethylpropane | 2,2-Dimethylpropane | Gas Chromatography/Mass Spectrometry | 24 Hours | ppb | parts per billion (by volume) | Canister
VVC1105 | 2,2-Dimethylpropane | 2,2-Dimethylpropane | Gas Chromatography/Mass Spectrometry | 24 Hours | ug/m3 | micrograms per cubic meter | Canister
VVC617 | 2,3,4-Trimethylpentane | 2,3,4-Trimethylpentane | Gas Chromatography/Mass Spectrometry | 24 Hours | ppb | parts per billion (by volume) | Canister
VVC616 | 2,3,4-Trimethylpentane | 2,3,4-Trimethylpentane | Gas Chromatography/Mass Spectrometry | NAPS Schedule 6 Day | ppb | parts per billion (by volume) | Canister
VVC1106 | 2,3,4-Trimethylpentane | 2,3,4-Trimethylpentane | Gas Chromatography/Mass Spectrometry | 24 Hours | ug/m3 | micrograms per cubic meter | Canister
VVC643 | 2,3-Dimethylbutane | 2,3-Dimethylbutane | Gas Chromatography/Mass Spectrometry | 24 Hours | ppb | parts per billion (by volume) | Canister
VVC642 | 2,3-Dimethylbutane | 2,3-Dimethylbutane | Gas Chromatography/Mass Spectrometry | NAPS Schedule 6 Day | ppb | parts per billion (by volume) | Canister
VVC1107 | 2,3-Dimethylbutane | 2,3-Dimethylbutane | Gas Chromatography/Mass Spectrometry | 24 Hours | ug/m3 | micrograms per cubic meter | Canister
VVC651 | 2,3-Dimethylpentane | 2,3-Dimethylpentane | Gas Chromatography/Mass Spectrometry | 24 Hours | ppb | parts per billion (by volume) | Canister
VVC650 | 2,3-Dimethylpentane | 2,3-Dimethylpentane | Gas Chromatography/Mass Spectrometry | NAPS Schedule 6 Day | ppb | parts per billion (by volume) | Canister
VVC1108 | 2,3-Dimethylpentane | 2,3-Dimethylpentane | Gas Chromatography/Mass Spectrometry | 24 Hours | ug/m3 | micrograms per cubic meter | Canister
VVC652 | 2,4-Dimethylhexane | 2,4-Dimethylhexane | Gas Chromatography/Mass Spectrometry | 24 Hours | ppb | parts per billion (by volume) | Canister
VVC1109 | 2,4-Dimethylhexane | 2,4-Dimethylhexane | Gas Chromatography/Mass Spectrometry | 24 Hours | ug/m3 | micrograms per cubic meter | Canister
VVC609 | 2,4-Dimethylpentane | 2,4-Dimethylpentane | Gas Chromatography/Mass Spectrometry | 24 Hours | ppb | parts per billion (by volume) | Canister
VVC608 | 2,4-Dimethylpentane | 2,4-Dimethylpentane | Gas Chromatography/Mass Spectrometry | NAPS Schedule 6 Day | ppb | parts per billion (by volume) | Canister
VVC1110 | 2,4-Dimethylpentane | 2,4-Dimethylpentane | Gas Chromatography/Mass Spectrometry | 24 Hours | ug/m3 | micrograms per cubic meter | Canister
VVC894 | 2,5-Dimethylheptane | 2,5-Dimethylheptane | Gas Chromatography/Mass Spectrometry | 24 Hours | ppb | parts per billion (by volume) | Canister
VVC1111 | 2,5-Dimethylheptane | 2,5-Dimethylheptane | Gas Chromatography/Mass Spectrometry | 24 Hours | ug/m3 | micrograms per cubic meter | Canister
VVC723 | 2,5-Dimethylhexane | 2,5-Dimethylhexane | Gas Chromatography/Mass Spectrometry | 24 Hours | ppb | parts per billion (by volume) | Canister
VVC1112 | 2,5-Dimethylhexane | 2,5-Dimethylhexane | Gas Chromatography/Mass Spectrometry | 24 Hours | ug/m3 | micrograms per cubic meter | Canister
VVC595 | 2-Ethyl-1-Butene | 2-Ethyl-1-Butene | Gas Chromatography/Mass Spectrometry | 24 Hours | ppb | parts per billion (by volume) | Canister
VVC1113 | 2-Ethyl-1-Butene | 2-Ethyl-1-Butene | Gas Chromatography/Mass Spectrometry | 24 Hours | ug/m3 | micrograms per cubic meter | Canister
VVC896 | 2-Ethyltoluene | 2-Ethyltoluene | Gas Chromatography/Mass Spectrometry | 24 Hours | ppb | parts per billion (by volume) | Canister
VVC895 | 2-Ethyltoluene | 2-Ethyltoluene | Gas Chromatography/Mass Spectrometry | NAPS Schedule 6 Day | ppb | parts per billion (by volume) | Canister
VVC1114 | 2-Ethyltoluene | 2-Ethyltoluene | Gas Chromatography/Mass Spectrometry | 24 Hours | ug/m3 | micrograms per cubic meter | Canister
VVC587 | 2-Methyl-1-Butene | 2-Methyl-1-Butene | Gas Chromatography/Mass Spectrometry | 24 Hours | ppb | parts per billion (by volume) | Canister
VVC1115 | 2-Methyl-1-Butene | 2-Methyl-1-Butene | Gas Chromatography/Mass Spectrometry | 24 Hours | ug/m3 | micrograms per cubic meter | Canister
VVC607 | 2-Methyl-1-Pentene | 2-Methyl-1-Pentene | Gas Chromatography/Mass Spectrometry | 24 Hours | ppb | parts per billion (by volume) | Canister
VVC1116 | 2-Methyl-1-Pentene | 2-Methyl-1-Pentene | Gas Chromatography/Mass Spectrometry | 24 Hours | ug/m3 | micrograms per cubic meter | Canister
VVC557 | 2-Methyl-1-Propene | 1-Butene/Isobutene | Gas Chromatography/Mass Spectrometry | 24 Hours | ppm | parts per million (by volume) | Canister
VVC1117 | 2-Methyl-1-Propene | 1-Butene/Isobutene | Gas Chromatography/Mass Spectrometry | 24 Hours | ug/m3 | micrograms per cubic meter | Canister
VVC592 | 2-Methyl-2-Butene | 2-Methyl-2-Butene | Gas Chromatography/Mass Spectrometry | 24 Hours | ppb | parts per billion (by volume) | Canister
VVC1118 | 2-Methyl-2-Butene | 2-Methyl-2-Butene | Gas Chromatography/Mass Spectrometry | 24 Hours | ug/m3 | micrograms per cubic meter | Canister
VVC596 | 2-Methyl-2-Pentene | 2-Methyl-2-Pentene | Gas Chromatography/Mass Spectrometry | 24 Hours | ppb | parts per billion (by volume) | Canister
VVC1119 | 2-Methyl-2-Pentene | 2-Methyl-2-Pentene | Gas Chromatography/Mass Spectrometry | 24 Hours | ug/m3 | micrograms per cubic meter | Canister
VVC726 | 2-Methylheptane | 2-Methylheptane | Gas Chromatography/Mass Spectrometry | 24 Hours | ppb | parts per billion (by volume) | Canister
VVC725 | 2-Methylheptane | 2-Methylheptane | Gas Chromatography/Mass Spectrometry | NAPS Schedule 6 Day | ppb | parts per billion (by volume) | Canister
VVC1120 | 2-Methylheptane | 2-Methylheptane | Gas Chromatography/Mass Spectrometry | 24 Hours | ug/m3 | micrograms per cubic meter | Canister
VVC629 | 2-Methylhexane | 2-Methylhexane | Gas Chromatography/Mass Spectrometry | 24 Hours | ppb | parts per billion (by volume) | Canister
VVC628 | 2-Methylhexane | 2-Methylhexane | Gas Chromatography/Mass Spectrometry | NAPS Schedule 6 Day | ppb | parts per billion (by volume) | Canister
VVC1121 | 2-Methylhexane | 2-Methylhexane | Gas Chromatography/Mass Spectrometry | 24 Hours | ug/m3 | micrograms per cubic meter | Canister
VVC645 | 2-Methylpentane | 2-Methylpentane | Gas Chromatography/Mass Spectrometry | 24 Hours | ppb | parts per billion (by volume) | Canister
VVC644 | 2-Methylpentane | 2-Methylpentane | Gas Chromatography/Mass Spectrometry | NAPS Schedule 6 Day | ppb | parts per billion (by volume) | Canister
VVC1122 | 2-Methylpentane | 2-Methylpentane | Gas Chromatography/Mass Spectrometry | 24 Hours | ug/m3 | micrograms per cubic meter | Canister
VVC673 | 2-Pentanone/Isovaleraldehyde | Isovaleraldehyde | Gas Chromatography/Mass Spectrometry | 24 Hours | ppb | parts per billion (by volume) | Canister
VVC1123 | 2-Pentanone/Isovaleraldehyde | Isovaleraldehyde | Gas Chromatography/Mass Spectrometry | 24 Hours | ug/m3 | micrograms per cubic meter | Canister
VVC897 | 3,6-Dimethyloctane | 3,6-Dimethyloctane | Gas Chromatography/Mass Spectrometry | 24 Hours | ppb | parts per billion (by volume) | Canister
VVC1125 | 3,6-Dimethyloctane | 3,6-Dimethyloctane | Gas Chromatography/Mass Spectrometry | 24 Hours | ug/m3 | micrograms per cubic meter | Canister
VVC898 | 3-Ethyltoluene | 3-Ethyltoluene | Gas Chromatography/Mass Spectrometry | 24 Hours | ppb | parts per billion (by volume) | Canister
VVC1126 | 3-Ethyltoluene | 3-Ethyltoluene | Gas Chromatography/Mass Spectrometry | 24 Hours | ug/m3 | micrograms per cubic meter | Canister
VVC640 | 3-Methyl-1-Butene | 3-Methyl-1-Butene | Gas Chromatography/Mass Spectrometry | 24 Hours | ppb | parts per billion (by volume) | Canister
VVC1127 | 3-Methyl-1-Butene | 3-Methyl-1-Butene | Gas Chromatography/Mass Spectrometry | 24 Hours | ug/m3 | micrograms per cubic meter | Canister
VVC899 | 3-Methyl-1-Pentene | 3-Methyl-1-Pentene | Gas Chromatography/Mass Spectrometry | 24 Hours | ppb | parts per billion (by volume) | Canister
VVC1128 | 3-Methyl-1-Pentene | 3-Methyl-1-Pentene | Gas Chromatography/Mass Spectrometry | 24 Hours | ug/m3 | micrograms per cubic meter | Canister
VVC619 | 3-Methylheptane | 3-Methylheptane | Gas Chromatography/Mass Spectrometry | 24 Hours | ppb | parts per billion (by volume) | Canister
VVC618 | 3-Methylheptane | 3-Methylheptane | Gas Chromatography/Mass Spectrometry | NAPS Schedule 6 Day | ppb | parts per billion (by volume) | Canister
VVC1129 | 3-Methylheptane | 3-Methylheptane | Gas Chromatography/Mass Spectrometry | 24 Hours | ug/m3 | micrograms per cubic meter | Canister
VVC613 | 3-Methylhexane | 3-Methylhexane | Gas Chromatography/Mass Spectrometry | 24 Hours | ppb | parts per billion (by volume) | Canister
VVC612 | 3-Methylhexane | 3-Methylhexane | Gas Chromatography/Mass Spectrometry | NAPS Schedule 6 Day | ppb | parts per billion (by volume) | Canister
VVC1130 | 3-Methylhexane | 3-Methylhexane | Gas Chromatography/Mass Spectrometry | 24 Hours | ug/m3 | micrograms per cubic meter | Canister
VVC900 | 3-Methyloctane | 3-Methyloctane | Gas Chromatography/Mass Spectrometry | 24 Hours | ppb | parts per billion (by volume) | Canister
VVC1131 | 3-Methyloctane | 3-Methyloctane | Gas Chromatography/Mass Spectrometry | 24 Hours | ug/m3 | micrograms per cubic meter | Canister
VVC593 | 3-Methylpentane | 3-Methylpentane | Gas Chromatography/Mass Spectrometry | 24 Hours | ppb | parts per billion (by volume) | Canister
VVC1132 | 3-Methylpentane | 3-Methylpentane | Gas Chromatography/Mass Spectrometry | 24 Hours | ug/m3 | micrograms per cubic meter | Canister
VVC748 | 4-Ethyltoluene | 4-Ethyltoluene | Gas Chromatography/Mass Spectrometry | 24 Hours | ppb | parts per billion (by volume) | Canister
VVC747 | 4-Ethyltoluene | 4-Ethyltoluene | Gas Chromatography/Mass Spectrometry | NAPS Schedule 6 Day | ppb | parts per billion (by volume) | Canister
VVC1133 | 4-Ethyltoluene | 4-Ethyltoluene | Gas Chromatography/Mass Spectrometry | 24 Hours | ug/m3 | micrograms per cubic meter | Canister
VVC594 | 4-Methyl-1-Pentene | 4-Methyl-1-Pentene | Gas Chromatography/Mass Spectrometry | 24 Hours | ppb | parts per billion (by volume) | Canister
VVC1134 | 4-Methyl-1-Pentene | 4-Methyl-1-Pentene | Gas Chromatography/Mass Spectrometry | 24 Hours | ug/m3 | micrograms per cubic meter | Canister
VVC901 | 4-Methylheptane | 4-Methylheptane | Gas Chromatography/Mass Spectrometry | 24 Hours | ppb | parts per billion (by volume) | Canister
VVC1135 | 4-Methylheptane | 4-Methylheptane | Gas Chromatography/Mass Spectrometry | 24 Hours | ug/m3 | micrograms per cubic meter | Canister
VVC902 | 4-Methyloctane | 4-Methyloctane | Gas Chromatography/Mass Spectrometry | 24 Hours | ppb | parts per billion (by volume) | Canister
VVC1136 | 4-Methyloctane | 4-Methyloctane | Gas Chromatography/Mass Spectrometry | 24 Hours | ug/m3 | micrograms per cubic meter | Canister
VVC670 | Acetaldehyde | Acetaldehyde | Gas Chromatography/Mass Spectrometry | 24 Hours | ppb | parts per billion (by volume) | Canister
VVC1137 | Acetaldehyde | Acetaldehyde | Gas Chromatography/Mass Spectrometry | 24 Hours | ug/m3 | micrograms per cubic meter | Canister
VVC676 | Acetone | Acetone | Gas Chromatography/Mass Spectrometry | 24 Hours | ppb | parts per billion (by volume) | Canister
VVC677 | Acetone | Acetone | Gas Chromatography/Mass Spectrometry | NAPS Schedule 6 Day | ppb | parts per billion (by volume) | Canister
VVC1138 | Acetone | Acetone | Gas Chromatography/Mass Spectrometry | 24 Hours | ug/m3 | micrograms per cubic meter | Canister
VVC564 | Acetylene | Acetylene | Gas Chromatography/Flame Ionization Detector | 24 Hours | ppm | parts per million (by volume) | Canister
VVC1139 | Acetylene | Acetylene | Gas Chromatography/Flame Ionization Detector | 24 Hours | ug/m3 | micrograms per cubic meter | Canister
VVC1388 | Acrolein | Acrolein | Gas Chromatography/Mass Spectrometry | 12 Day | ppb | parts per billion (by volume) | Canister
VVC672 | Acrolein | Acrolein | Gas Chromatography/Mass Spectrometry | NAPS Schedule 6 Day | ppb | parts per billion (by volume) | Canister
VVC622 | Alpha Pinene | A-Pinene | Gas Chromatography/Mass Spectrometry | 24 Hours | ppb | parts per billion (by volume) | Canister
VVC1140 | Alpha Pinene | A-Pinene | Gas Chromatography/Mass Spectrometry | 24 Hours | ug/m3 | micrograms per cubic meter | Canister
VVC761 | Benzaldehyde | Benzaldehyde | Gas Chromatography/Mass Spectrometry | 24 Hours | ppb | parts per billion (by volume) | Canister
VVC1142 | Benzaldehyde | Benzaldehyde | Gas Chromatography/Mass Spectrometry | 24 Hours | ug/m3 | micrograms per cubic meter | Canister
VVC732 | Benzene | Benzene | Gas Chromatography/Mass Spectrometry | 24 Hours | ppb | parts per billion (by volume) | Canister
VVC731 | Benzene | Benzene | Gas Chromatography/Mass Spectrometry | NAPS Schedule 6 Day | ppb | parts per billion (by volume) | Canister
VVC1143 | Benzene | Benzene | Gas Chromatography/Mass Spectrometry | 24 Hours | ug/m3 | micrograms per cubic meter | Canister
VVC985 | Benzlychloride | Benzlychloride | Gas Chromatography/Mass Spectrometry | NAPS Schedule 6 Day | ppb | parts per billion (by volume) | Canister
VVC1141 | Benzlychloride | Benzlychloride | Gas Chromatography/Mass Spectrometry | 24 Hours | ug/m3 | micrograms per cubic meter | Canister
VVC1389 | Benzyl Chloride | (Chloromethyl) benzene | Gas Chromatography/Mass Spectrometry | 12 Day | ppb | parts per billion (by volume) | Canister
VVC623 | B-Pinine | B-Pinine | Gas Chromatography/Mass Spectrometry | 24 Hours | ppb | parts per billion (by volume) | Canister
VVC1144 | B-Pinine | B-Pinine | Gas Chromatography/Mass Spectrometry | 24 Hours | ug/m3 | micrograms per cubic meter | Canister
VVC718 | Bromochloromethane | Bromochloromethane | Gas Chromatography/Mass Spectrometry | 24 Hours | ppb | parts per billion (by volume) | Canister
VVC1145 | Bromochloromethane | Bromochloromethane | Gas Chromatography/Mass Spectrometry | 24 Hours | ug/m3 | micrograms per cubic meter | Canister
VVC712 | Bromodichloromethane | Bromodichloromethane | Gas Chromatography/Mass Spectrometry | 24 Hours | ppb | parts per billion (by volume) | Canister
VVC713 | Bromodichloromethane | Bromodichloromethane | Gas Chromatography/Mass Spectrometry | NAPS Schedule 6 Day | ppb | parts per billion (by volume) | Canister
VVC1146 | Bromodichloromethane | Bromodichloromethane | Gas Chromatography/Mass Spectrometry | 24 Hours | ug/m3 | micrograms per cubic meter | Canister
VVC689 | Bromoform | Bromoform | Gas Chromatography/Mass Spectrometry | 24 Hours | ppb | parts per billion (by volume) | Canister
VVC690 | Bromoform | Bromoform | Gas Chromatography/Mass Spectrometry | NAPS Schedule 6 Day | ppb | parts per billion (by volume) | Canister
VVC1147 | Bromoform | Bromoform | Gas Chromatography/Mass Spectrometry | 24 Hours | ug/m3 | micrograms per cubic meter | Canister
VVC702 | Bromomethane | Bromomethane | Gas Chromatography/Mass Spectrometry | 24 Hours | ppb | parts per billion (by volume) | Canister
VVC703 | Bromomethane | Bromomethane | Gas Chromatography/Mass Spectrometry | NAPS Schedule 6 Day | ppb | parts per billion (by volume) | Canister
VVC1148 | Bromomethane | Bromomethane | Gas Chromatography/Mass Spectrometry | 24 Hours | ug/m3 | micrograms per cubic meter | Canister
VVC903 | Bromotrichloromethane | Bromotrichloromethane | Gas Chromatography/Mass Spectrometry | 24 Hours | ppb | parts per billion (by volume) | Canister
VVC1149 | Bromotrichloromethane | Bromotrichloromethane | Gas Chromatography/Mass Spectrometry | 24 Hours | ug/m3 | micrograms per cubic meter | Canister
VVC573 | Butane | Butane | Gas Chromatography/Mass Spectrometry | 24 Hours | ppb | parts per billion (by volume) | Canister
VVC572 | Butane | Butane | Gas Chromatography/Mass Spectrometry | NAPS Schedule 6 Day | ppb | parts per billion (by volume) | Canister
VVC1150 | Butane | Butane | Gas Chromatography/Mass Spectrometry | 24 Hours | ug/m3 | micrograms per cubic meter | Canister
VVC634 | Camphene | Camphene | Gas Chromatography/Mass Spectrometry | 24 Hours | ppb | parts per billion (by volume) | Canister
VVC1151 | Camphene | Camphene | Gas Chromatography/Mass Spectrometry | 24 Hours | ug/m3 | micrograms per cubic meter | Canister
VVC552 | Carbon Disulphide | Carbon disulphide | Gas Chromatography/Mass Spectrometry | 24 Hours | ppb | parts per billion (by volume) | Canister
VVC551 | Carbon Disulphide | Carbon disulphide | Gas Chromatography/Mass Spectrometry | NAPS Schedule 6 Day | ppb | parts per billion (by volume) | Canister
VVC1152 | Carbon Disulphide | Carbon disulphide | Gas Chromatography/Mass Spectrometry | 24 Hours | ug/m3 | micrograms per cubic meter | Canister
VVC686 | Carbontetrachloride | Carbontetrachloride | Gas Chromatography/Mass Spectrometry | 24 Hours | ppb | parts per billion (by volume) | Canister
VVC687 | Carbontetrachloride | Carbontetrachloride | Gas Chromatography/Mass Spectrometry | NAPS Schedule 6 Day | ppb | parts per billion (by volume) | Canister
VVC1153 | Carbontetrachloride | Carbontetrachloride | Gas Chromatography/Mass Spectrometry | 24 Hours | ug/m3 | micrograms per cubic meter | Canister
VVC763 | Chlorobenzene | Chlorobenzene | Gas Chromatography/Mass Spectrometry | 24 Hours | ppb | parts per billion (by volume) | Canister
VVC762 | Chlorobenzene | Chlorobenzene | Gas Chromatography/Mass Spectrometry | NAPS Schedule 6 Day | ppb | parts per billion (by volume) | Canister
VVC1154 | Chlorobenzene | Chlorobenzene | Gas Chromatography/Mass Spectrometry | 24 Hours | ug/m3 | micrograms per cubic meter | Canister
VVC691 | Chloroethane | Chloroethane | Gas Chromatography/Mass Spectrometry | 24 Hours | ppb | parts per billion (by volume) | Canister
VVC692 | Chloroethane | Chloroethane | Gas Chromatography/Mass Spectrometry | NAPS Schedule 6 Day | ppb | parts per billion (by volume) | Canister
VVC1155 | Chloroethane | Chloroethane | Gas Chromatography/Mass Spectrometry | 24 Hours | ug/m3 | micrograms per cubic meter | Canister
VVC684 | Chloroform | Chloroform | Gas Chromatography/Mass Spectrometry | 24 Hours | ppb | parts per billion (by volume) | Canister
VVC685 | Chloroform | Chloroform | Gas Chromatography/Mass Spectrometry | NAPS Schedule 6 Day | ppb | parts per billion (by volume) | Canister
VVC1156 | Chloroform | Chloroform | Gas Chromatography/Mass Spectrometry | 24 Hours | ug/m3 | micrograms per cubic meter | Canister
VVC904 | Chloromethane | Chloromethane | Gas Chromatography/Mass Spectrometry | 24 Hours | ppb | parts per billion (by volume) | Canister
VVC905 | Chloromethane | Chloromethane | Gas Chromatography/Mass Spectrometry | NAPS Schedule 6 Day | ppb | parts per billion (by volume) | Canister
VVC1157 | Chloromethane | Chloromethane | Gas Chromatography/Mass Spectrometry | 24 Hours | ug/m3 | micrograms per cubic meter | Canister
VVC697 | Cis-1,2-Dichloroethylene | Cis-1,2-Dichloroethylene | Gas Chromatography/Mass Spectrometry | 24 Hours | ppb | parts per billion (by volume) | Canister
VVC1158 | Cis-1,2-Dichloroethylene | Cis-1,2-Dichloroethylene | Gas Chromatography/Mass Spectrometry | 24 Hours | ug/m3 | micrograms per cubic meter | Canister
VVC906 | Cis-1,2-Dimethylcyclohexane | 1,2-Dimethylcyclohexane | Gas Chromatography/Mass Spectrometry | 24 Hours | ppb | parts per billion (by volume) | Canister
VVC1159 | Cis-1,2-Dimethylcyclohexane | 1,2-Dimethylcyclohexane | Gas Chromatography/Mass Spectrometry | 24 Hours | ug/m3 | micrograms per cubic meter | Canister
VVC907 | Cis-1,3-Dichloropropene | 1,3-Dichloropropene | Gas Chromatography/Mass Spectrometry | 24 Hours | ppb | parts per billion (by volume) | Canister
VVC908 | Cis-1,3-Dichloropropene | 1,3-Dichloropropene | Gas Chromatography/Mass Spectrometry | NAPS Schedule 6 Day | ppb | parts per billion (by volume) | Canister
VVC1160 | Cis-1,3-Dichloropropene | 1,3-Dichloropropene | Gas Chromatography/Mass Spectrometry | 24 Hours | ug/m3 | micrograms per cubic meter | Canister
VVC909 | Cis-1,3-Dimethylcyclohexane | 1,3-Dimethylcyclohexane | Gas Chromatography/Mass Spectrometry | 24 Hours | ppb | parts per billion (by volume) | Canister
VVC1161 | Cis-1,3-Dimethylcyclohexane | 1,3-Dimethylcyclohexane | Gas Chromatography/Mass Spectrometry | 24 Hours | ug/m3 | micrograms per cubic meter | Canister
VVC910 | Cis-1,4/T-1,3-Dimethylcyclohexane | 1,3-Dimethylcyclo | Gas Chromatography/Mass Spectrometry | 24 Hours | ppb | parts per billion (by volume) | Canister
VVC1162 | Cis-1,4/T-1,3-Dimethylcyclohexane | 1,3-Dimethylcyclo | Gas Chromatography/Mass Spectrometry | 24 Hours | ug/m3 | micrograms per cubic meter | Canister
VVC579 | Cis-2-Butene | Cis-2-Butene | Gas Chromatography/Mass Spectrometry | 24 Hours | ppb | parts per billion (by volume) | Canister
VVC578 | Cis-2-Butene | Cis-2-Butene | Gas Chromatography/Mass Spectrometry | NAPS Schedule 6 Day | ppb | parts per billion (by volume) | Canister
VVC1163 | Cis-2-Butene | Cis-2-Butene | Gas Chromatography/Mass Spectrometry | 24 Hours | ug/m3 | micrograms per cubic meter | Canister
VVC911 | Cis-2-Heptene | Cis-2-Heptene | Gas Chromatography/Mass Spectrometry | 24 Hours | ppb | parts per billion (by volume) | Canister
VVC1164 | Cis-2-Heptene | Cis-2-Heptene | Gas Chromatography/Mass Spectrometry | 24 Hours | ug/m3 | micrograms per cubic meter | Canister
VVC649 | Cis-2-Hexene | Cis-2-Hexene | Gas Chromatography/Mass Spectrometry | 24 Hours | ppb | parts per billion (by volume) | Canister
VVC1165 | Cis-2-Hexene | Cis-2-Hexene | Gas Chromatography/Mass Spectrometry | 24 Hours | ug/m3 | micrograms per cubic meter | Canister
VVC636 | Cis-2-Octene | Cis-2-Octene | Gas Chromatography/Mass Spectrometry | 24 Hours | ppb | parts per billion (by volume) | Canister
VVC1166 | Cis-2-Octene | Cis-2-Octene | Gas Chromatography/Mass Spectrometry | 24 Hours | ug/m3 | micrograms per cubic meter | Canister
VVC591 | Cis-2-Pentene | Cis-2-Pentene | Gas Chromatography/Mass Spectrometry | 24 Hours | ppb | parts per billion (by volume) | Canister
VVC590 | Cis-2-Pentene | Cis-2-Pentene | Gas Chromatography/Mass Spectrometry | NAPS Schedule 6 Day | ppb | parts per billion (by volume) | Canister
VVC1167 | Cis-2-Pentene | Cis-2-Pentene | Gas Chromatography/Mass Spectrometry | 24 Hours | ug/m3 | micrograms per cubic meter | Canister
VVC632 | Cis-3-Heptene | Cis-3-Heptene | Gas Chromatography/Mass Spectrometry | 24 Hours | ppb | parts per billion (by volume) | Canister
VVC1168 | Cis-3-Heptene | Cis-3-Heptene | Gas Chromatography/Mass Spectrometry | 24 Hours | ug/m3 | micrograms per cubic meter | Canister
VVC597 | Cis-3-Methyl-2-Pentene | Cis-3-Methyl-2-Pentene | Gas Chromatography/Mass Spectrometry | 24 Hours | ppb | parts per billion (by volume) | Canister
VVC1169 | Cis-3-Methyl-2-Pentene | Cis-3-Methyl-2-Pentene | Gas Chromatography/Mass Spectrometry | 24 Hours | ug/m3 | micrograms per cubic meter | Canister
VVC646 | Cis-4-Methyl-2-Pentene | Cis-4-Methyl-2-Pentene | Gas Chromatography/Mass Spectrometry | 24 Hours | ppb | parts per billion (by volume) | Canister
VVC1170 | Cis-4-Methyl-2-Pentene | Cis-4-Methyl-2-Pentene | Gas Chromatography/Mass Spectrometry | 24 Hours | ug/m3 | micrograms per cubic meter | Canister
VVC611 | Cyclohexane | Cyclohexane | Gas Chromatography/Mass Spectrometry | 24 Hours | ppb | parts per billion (by volume) | Canister
VVC610 | Cyclohexane | Cyclohexane | Gas Chromatography/Mass Spectrometry | NAPS Schedule 6 Day | ppb | parts per billion (by volume) | Canister
VVC1171 | Cyclohexane | Cyclohexane | Gas Chromatography/Mass Spectrometry | 24 Hours | ug/m3 | micrograms per cubic meter | Canister
VVC630 | Cyclohexene | Cyclohexene | Gas Chromatography/Mass Spectrometry | 24 Hours | ppb | parts per billion (by volume) | Canister
VVC1172 | Cyclohexene | Cyclohexene | Gas Chromatography/Mass Spectrometry | 24 Hours | ug/m3 | micrograms per cubic meter | Canister
VVC601 | Cyclopentane | Cyclopentane | Gas Chromatography/Mass Spectrometry | 24 Hours | ppb | parts per billion (by volume) | Canister
VVC600 | Cyclopentane | Cyclopentane | Gas Chromatography/Mass Spectrometry | NAPS Schedule 6 Day | ppb | parts per billion (by volume) | Canister
VVC1173 | Cyclopentane | Cyclopentane | Gas Chromatography/Mass Spectrometry | 24 Hours | ug/m3 | micrograms per cubic meter | Canister
VVC641 | Cyclopentene | Cyclopentene | Gas Chromatography/Mass Spectrometry | 24 Hours | ppb | parts per billion (by volume) | Canister
VVC1174 | Cyclopentene | Cyclopentene | Gas Chromatography/Mass Spectrometry | 24 Hours | ug/m3 | micrograms per cubic meter | Canister
VVC913 | Decane | Decane | Gas Chromatography/Mass Spectrometry | 24 Hours | ppb | parts per billion (by volume) | Canister
VVC912 | Decane | Decane | Gas Chromatography/Mass Spectrometry | NAPS Schedule 6 Day | ppb | parts per billion (by volume) | Canister
VVC1175 | Decane | Decane | Gas Chromatography/Mass Spectrometry | 24 Hours | ug/m3 | micrograms per cubic meter | Canister
VVC716 | Dibromochloromethane | Dibromochloromethane | Gas Chromatography/Mass Spectrometry | 24 Hours | ppb | parts per billion (by volume) | Canister
VVC717 | Dibromochloromethane | Dibromochloromethane | Gas Chromatography/Mass Spectrometry | NAPS Schedule 6 Day | ppb | parts per billion (by volume) | Canister
VVC1176 | Dibromochloromethane | Dibromochloromethane | Gas Chromatography/Mass Spectrometry | 24 Hours | ug/m3 | micrograms per cubic meter | Canister
VVC688 | Dibromomethane | Dibromomethane | Gas Chromatography/Mass Spectrometry | 24 Hours | ppb | parts per billion (by volume) | Canister
VVC1177 | Dibromomethane | Dibromomethane | Gas Chromatography/Mass Spectrometry | 24 Hours | ug/m3 | micrograms per cubic meter | Canister
VVC914 | Dichloromethane | Dichloromethane | Gas Chromatography/Mass Spectrometry | 24 Hours | ppb | parts per billion (by volume) | Canister
VVC1178 | Dichloromethane | Dichloromethane | Gas Chromatography/Mass Spectrometry | 24 Hours | ug/m3 | micrograms per cubic meter | Canister
VVC532 | D-Limonene | Limonene | Gas Chromatography/Mass Spectrometry | 24 Hours | ppb | parts per billion (by volume) | Canister
VVC533 | D-Limonene | Limonene | Gas Chromatography/Mass Spectrometry | 24 Hours | ug/m3 | micrograms per cubic meter | Canister
VVC621 | Dodecane | Dodecane | Gas Chromatography/Mass Spectrometry | 24 Hours | ppb | parts per billion (by volume) | Canister
VVC620 | Dodecane | Dodecane | Gas Chromatography/Mass Spectrometry | NAPS Schedule 6 Day | ppb | parts per billion (by volume) | Canister
VVC1179 | Dodecane | Dodecane | Gas Chromatography/Mass Spectrometry | 24 Hours | ug/m3 | micrograms per cubic meter | Canister
VVC558 | Ethane | Ethane | Gas Chromatography/Flame Ionization Detector | 24 Hours | ppm | parts per million (by volume) | Canister
VVC1180 | Ethane | Ethane | Gas Chromatography/Flame Ionization Detector | 24 Hours | ug/m3 | micrograms per cubic meter | Canister
VVC656 | Ethanol | Ethylalcohol | Gas Chromatography/Mass Spectrometry | 24 Hours | ppb | parts per billion (by volume) | Canister
VVC657 | Ethanol | Ethylalcohol | Gas Chromatography/Mass Spectrometry | NAPS Schedule 6 Day | ppb | parts per billion (by volume) | Canister
VVC1181 | Ethanol | Ethylalcohol | Gas Chromatography/Mass Spectrometry | 24 Hours | ug/m3 | micrograms per cubic meter | Canister
VVC1390 | Ethyl Acetate | Ethyl Acetate | Gas Chromatography/Mass Spectrometry | 12 Day | ppb | parts per billion (by volume) | Canister
VVC570 | Ethyl Acetate | Ethyl Acetate | Gas Chromatography/Mass Spectrometry | NAPS Schedule 6 Day | ppb | parts per billion (by volume) | Canister
VVC569 | Ethyl Acetate | Ethyl Acetate | Gas Chromatography/Mass Spectrometry | 24 Hours | ppm | parts per million (by volume) | Canister
VVC1182 | Ethyl Acetate | Ethyl Acetate | Gas Chromatography/Mass Spectrometry | 24 Hours | ug/m3 | micrograms per cubic meter | Canister
VVC736 | Ethylbenzene | Ethylbenzene | Gas Chromatography/Mass Spectrometry | 24 Hours | ppb | parts per billion (by volume) | Canister
VVC735 | Ethylbenzene | Ethylbenzene | Gas Chromatography/Mass Spectrometry | NAPS Schedule 6 Day | ppb | parts per billion (by volume) | Canister
VVC1183 | Ethylbenzene | Ethylbenzene | Gas Chromatography/Mass Spectrometry | 24 Hours | ug/m3 | micrograms per cubic meter | Canister
VVC917 | Ethylbromide | Ethylbromide | Gas Chromatography/Mass Spectrometry | 24 Hours | ppb | parts per billion (by volume) | Canister
VVC1184 | Ethylbromide | Ethylbromide | Gas Chromatography/Mass Spectrometry | 24 Hours | ug/m3 | micrograms per cubic meter | Canister
VVC559 | Ethylene | Ethylene | Gas Chromatography/Flame Ionization Detector | 24 Hours | ppm | parts per million (by volume) | Canister
VVC1185 | Ethylene | Ethylene | Gas Chromatography/Flame Ionization Detector | 24 Hours | ug/m3 | micrograms per cubic meter | Canister
VVC669 | Formaldehyde | Formaldehyde | Gas Chromatography/Mass Spectrometry | 24 Hours | ppb | parts per billion (by volume) | Canister
VVC1186 | Formaldehyde | Formaldehyde | Gas Chromatography/Mass Spectrometry | 24 Hours | ug/m3 | micrograms per cubic meter | Canister
VVC1391 | Freon 113 | Freon113 | Gas Chromatography/Mass Spectrometry | 12 Day | ppb | parts per billion (by volume) | Canister
VVC566 | Freon 113 | Freon113 | Gas Chromatography/Mass Spectrometry | NAPS Schedule 6 Day | ppb | parts per billion (by volume) | Canister
VVC565 | Freon 113 | Freon113 | Gas Chromatography/Mass Spectrometry | 24 Hours | ppm | parts per million (by volume) | Canister
VVC1187 | Freon 113 | Freon113 | Gas Chromatography/Mass Spectrometry | 24 Hours | ug/m3 | micrograms per cubic meter | Canister
VVC918 | Freon11 | Freon11 | Gas Chromatography/Mass Spectrometry | 24 Hours | ppb | parts per billion (by volume) | Canister
VVC919 | Freon11 | Freon11 | Gas Chromatography/Mass Spectrometry | NAPS Schedule 6 Day | ppb | parts per billion (by volume) | Canister
VVC1188 | Freon11 | Freon11 | Gas Chromatography/Mass Spectrometry | 24 Hours | ug/m3 | micrograms per cubic meter | Canister
VVC1392 | Freon114 | Freon114 | Gas Chromatography/Mass Spectrometry | 12 Day | ppb | parts per billion (by volume) | Canister
VVC568 | Freon114 | Freon114 | Gas Chromatography/Mass Spectrometry | NAPS Schedule 6 Day | ppb | parts per billion (by volume) | Canister
VVC567 | Freon114 | Freon114 | Gas Chromatography/Mass Spectrometry | 24 Hours | ppm | parts per million (by volume) | Canister
VVC1189 | Freon114 | Freon114 | Gas Chromatography/Mass Spectrometry | 24 Hours | ug/m3 | micrograms per cubic meter | Canister
VVC920 | Freon12 | Freon12 | Gas Chromatography/Mass Spectrometry | 24 Hours | ppb | parts per billion (by volume) | Canister
VVC921 | Freon12 | Freon12 | Gas Chromatography/Mass Spectrometry | NAPS Schedule 6 Day | ppb | parts per billion (by volume) | Canister
VVC1190 | Freon12 | Freon12 | Gas Chromatography/Mass Spectrometry | 24 Hours | ug/m3 | micrograms per cubic meter | Canister
VVC922 | Freon22 | Freon22 | Gas Chromatography/Mass Spectrometry | 24 Hours | ppb | parts per billion (by volume) | Canister
VVC1191 | Freon22 | Freon22 | Gas Chromatography/Mass Spectrometry | 24 Hours | ug/m3 | micrograms per cubic meter | Canister
VVC924 | Heptane | Heptane | Gas Chromatography/Mass Spectrometry | 24 Hours | ppb | parts per billion (by volume) | Canister
VVC923 | Heptane | Heptane | Gas Chromatography/Mass Spectrometry | NAPS Schedule 6 Day | ppb | parts per billion (by volume) | Canister
VVC1192 | Heptane | Heptane | Gas Chromatography/Mass Spectrometry | 24 Hours | ug/m3 | micrograms per cubic meter | Canister
VVC925 | Hexachlorobutadiene | Hexachlorobutadiene | Gas Chromatography/Mass Spectrometry | 24 Hours | ppb | parts per billion (by volume) | Canister
VVC926 | Hexachlorobutadiene | Hexachlorobutadiene | Gas Chromatography/Mass Spectrometry | NAPS Schedule 6 Day | ppb | parts per billion (by volume) | Canister
VVC1193 | Hexachlorobutadiene | Hexachlorobutadiene | Gas Chromatography/Mass Spectrometry | 24 Hours | ug/m3 | micrograms per cubic meter | Canister
VVC674 | Hexanaldehyde | Hexanal | Gas Chromatography/Mass Spectrometry | 24 Hours | ppb | parts per billion (by volume) | Canister
VVC1194 | Hexanaldehyde | Hexanal | Gas Chromatography/Mass Spectrometry | 24 Hours | ug/m3 | micrograms per cubic meter | Canister
VVC928 | Hexane | Hexane | Gas Chromatography/Mass Spectrometry | 24 Hours | ppb | parts per billion (by volume) | Canister
VVC927 | Hexane | Hexane | Gas Chromatography/Mass Spectrometry | NAPS Schedule 6 Day | ppb | parts per billion (by volume) | Canister
VVC1195 | Hexane | Hexane | Gas Chromatography/Mass Spectrometry | 24 Hours | ug/m3 | micrograms per cubic meter | Canister
VVC929 | Hexylbenzene | Hexylbenzene | Gas Chromatography/Mass Spectrometry | 24 Hours | ppb | parts per billion (by volume) | Canister
VVC1196 | Hexylbenzene | Hexylbenzene | Gas Chromatography/Mass Spectrometry | 24 Hours | ug/m3 | micrograms per cubic meter | Canister
VVC722 | Indane | Indane | Gas Chromatography/Mass Spectrometry | 24 Hours | ppb | parts per billion (by volume) | Canister
VVC1197 | Indane | Indane | Gas Chromatography/Mass Spectrometry | 24 Hours | ug/m3 | micrograms per cubic meter | Canister
VVC575 | Isobutane | Isobutane | Gas Chromatography/Mass Spectrometry | 24 Hours | ppb | parts per billion (by volume) | Canister
VVC574 | Isobutane | Isobutane | Gas Chromatography/Mass Spectrometry | NAPS Schedule 6 Day | ppb | parts per billion (by volume) | Canister
VVC1198 | Isobutane | Isobutane | Gas Chromatography/Mass Spectrometry | 24 Hours | ug/m3 | micrograms per cubic meter | Canister
VVC756 | Iso-Butylbenzene | Iso-Butylbenzene | Gas Chromatography/Mass Spectrometry | 24 Hours | ppb | parts per billion (by volume) | Canister
VVC1199 | Iso-Butylbenzene | Iso-Butylbenzene | Gas Chromatography/Mass Spectrometry | 24 Hours | ug/m3 | micrograms per cubic meter | Canister
VVC583 | Isopentane | Isopentane | Gas Chromatography/Mass Spectrometry | 24 Hours | ppb | parts per billion (by volume) | Canister
VVC582 | Isopentane | Isopentane | Gas Chromatography/Mass Spectrometry | NAPS Schedule 6 Day | ppb | parts per billion (by volume) | Canister
VVC1200 | Isopentane | Isopentane | Gas Chromatography/Mass Spectrometry | 24 Hours | ug/m3 | micrograms per cubic meter | Canister
VVC603 | Isoprene | Isoprene | Gas Chromatography/Mass Spectrometry | 24 Hours | ppb | parts per billion (by volume) | Canister
VVC602 | Isoprene | Isoprene | Gas Chromatography/Mass Spectrometry | NAPS Schedule 6 Day | ppb | parts per billion (by volume) | Canister
VVC1201 | Isoprene | Isoprene | Gas Chromatography/Mass Spectrometry | 24 Hours | ug/m3 | micrograms per cubic meter | Canister
VVC658 | Isopropanol | NULL | Gas Chromatography/Mass Spectrometry | 24 Hours | ppb | parts per billion (by volume) | Canister
VVC659 | Isopropanol | NULL | Gas Chromatography/Mass Spectrometry | NAPS Schedule 6 Day | ppb | parts per billion (by volume) | Canister
VVC1124 | Isopropanol | NULL | Gas Chromatography/Mass Spectrometry | 24 Hours | ug/m3 | micrograms per cubic meter | Canister
VVC746 | Iso-Propylbenzene | Iso-Propylbenzene | Gas Chromatography/Mass Spectrometry | 24 Hours | ppb | parts per billion (by volume) | Canister
VVC745 | Iso-Propylbenzene | Iso-Propylbenzene | Gas Chromatography/Mass Spectrometry | NAPS Schedule 6 Day | ppb | parts per billion (by volume) | Canister
VVC1202 | Iso-Propylbenzene | Iso-Propylbenzene | Gas Chromatography/Mass Spectrometry | 24 Hours | ug/m3 | micrograms per cubic meter | Canister
VVC730 | m,p-Xylene | M/PXY | Gas Chromatography/Mass Spectrometry | 24 Hours | ppb | parts per billion (by volume) | Canister
VVC729 | m,p-Xylene | M/PXY | Gas Chromatography/Mass Spectrometry | NAPS Schedule 6 Day | ppb | parts per billion (by volume) | Canister
VVC1203 | m,p-Xylene | M/PXY | Gas Chromatography/Mass Spectrometry | 24 Hours | ug/m3 | micrograms per cubic meter | Canister
VVC655 | Methanol | Methanol | Gas Chromatography/Mass Spectrometry | 24 Hours | ppb | parts per billion (by volume) | Canister
VVC1204 | Methanol | Methanol | Gas Chromatography/Mass Spectrometry | 24 Hours | ug/m3 | micrograms per cubic meter | Canister
VVC680 | Methyl Butyl Ketone (2-Hexanone) | MBK | Gas Chromatography/Mass Spectrometry | 24 Hours | ppb | parts per billion (by volume) | Canister
VVC681 | Methyl Butyl Ketone (2-Hexanone) | MBK | Gas Chromatography/Mass Spectrometry | NAPS Schedule 6 Day | ppb | parts per billion (by volume) | Canister
VVC1205 | Methyl Butyl Ketone (2-Hexanone) | MBK | Gas Chromatography/Mass Spectrometry | 24 Hours | ug/m3 | micrograms per cubic meter | Canister
VVC678 | Methyl Ethyl Ketone | MEK | Gas Chromatography/Mass Spectrometry | 24 Hours | ppb | parts per billion (by volume) | Canister
VVC679 | Methyl Ethyl Ketone | MEK | Gas Chromatography/Mass Spectrometry | NAPS Schedule 6 Day | ppb | parts per billion (by volume) | Canister
VVC1206 | Methyl Ethyl Ketone | MEK | Gas Chromatography/Mass Spectrometry | 24 Hours | ug/m3 | micrograms per cubic meter | Canister
VVC682 | Methyl Isobutyl Ketone | MIBK | Gas Chromatography/Mass Spectrometry | 24 Hours | ppb | parts per billion (by volume) | Canister
VVC683 | Methyl Isobutyl Ketone | MIBK | Gas Chromatography/Mass Spectrometry | NAPS Schedule 6 Day | ppb | parts per billion (by volume) | Canister
VVC1207 | Methyl Isobutyl Ketone | MIBK | Gas Chromatography/Mass Spectrometry | 24 Hours | ug/m3 | micrograms per cubic meter | Canister
VVC1393 | Methyl methacrylate | MMA | Gas Chromatography/Mass Spectrometry | 12 Day | ppb | parts per billion (by volume) | Canister
VVC666 | Methyl methacrylate | MMA | Gas Chromatography/Mass Spectrometry | NAPS Schedule 6 Day | ppb | parts per billion (by volume) | Canister
VVC664 | Methyl Tert-Butyl Ether | MTBE | Gas Chromatography/Mass Spectrometry | 24 Hours | ppb | parts per billion (by volume) | Canister
VVC663 | Methyl Tert-Butyl Ether | MTBE | Gas Chromatography/Mass Spectrometry | NAPS Schedule 6 Day | ppb | parts per billion (by volume) | Canister
VVC1208 | Methyl Tert-Butyl Ether | MTBE | Gas Chromatography/Mass Spectrometry | 24 Hours | ug/m3 | micrograms per cubic meter | Canister
VVC625 | Methylcyclohexane | Methylcyclohexane | Gas Chromatography/Mass Spectrometry | 24 Hours | ppb | parts per billion (by volume) | Canister
VVC624 | Methylcyclohexane | Methylcyclohexane | Gas Chromatography/Mass Spectrometry | NAPS Schedule 6 Day | ppb | parts per billion (by volume) | Canister
VVC1209 | Methylcyclohexane | Methylcyclohexane | Gas Chromatography/Mass Spectrometry | 24 Hours | ug/m3 | micrograms per cubic meter | Canister
VVC627 | Methylcyclopentane | Methylcyclopentane | Gas Chromatography/Mass Spectrometry | 24 Hours | ppb | parts per billion (by volume) | Canister
VVC626 | Methylcyclopentane | Methylcyclopentane | Gas Chromatography/Mass Spectrometry | NAPS Schedule 6 Day | ppb | parts per billion (by volume) | Canister
VVC1210 | Methylcyclopentane | Methylcyclopentane | Gas Chromatography/Mass Spectrometry | 24 Hours | ug/m3 | micrograms per cubic meter | Canister
VVC739 | m-Xylene | MXYL | Gas Chromatography/Mass Spectrometry | 24 Hours | ppb | parts per billion (by volume) | Canister
VVC1211 | m-Xylene | MXYL | Gas Chromatography/Mass Spectrometry | 24 Hours | ug/m3 | micrograms per cubic meter | Canister
VVC1213 | Naphthalene | Naphln | Gas Chromatography/Mass Spectrometry | 24 Hours | ng/m3 | nanograms per cubic meter | Canister
VVC1394 | Naphthalene | Naphln | Gas Chromatography/Mass Spectrometry | 12 Day | ppb | parts per billion (by volume) | Canister
VVC411 | Naphthalene | Naphln | Gas Chromatography/Mass Spectrometry | NAPS Schedule 6 Day | ppb | parts per billion (by volume) | Canister
VVC412 | Naphthalene | Naphln | Gas Chromatography/Mass Spectrometry | Weekly (Calendar) | ppb | parts per billion (by volume) | Canister
VVC1212 | Naphthalene | Naphln | Gas Chromatography/Mass Spectrometry | 24 Hours | ug/m3 | micrograms per cubic meter | Canister
VVC404 | Naphthalene | Naphln | Gas Chromatography/Mass Spectrometry | NAPS Schedule 6 Day | ug/m3 | micrograms per cubic meter | Canister
VVC749 | n-Butylbenzene | N-Butylbenzene | Gas Chromatography/Mass Spectrometry | 24 Hours | ppb | parts per billion (by volume) | Canister
VVC1214 | n-Butylbenzene | N-Butylbenzene | Gas Chromatography/Mass Spectrometry | 24 Hours | ug/m3 | micrograms per cubic meter | Canister
VVC931 | Nonane | Nonane | Gas Chromatography/Mass Spectrometry | 24 Hours | ppb | parts per billion (by volume) | Canister
VVC930 | Nonane | Nonane | Gas Chromatography/Mass Spectrometry | NAPS Schedule 6 Day | ppb | parts per billion (by volume) | Canister
VVC1215 | Nonane | Nonane | Gas Chromatography/Mass Spectrometry | 24 Hours | ug/m3 | micrograms per cubic meter | Canister
VVC556 | Non-methane Hydrocarbons | NMHC | Gas Chromatography/Flame Ionization Detector | 24 Hours | ppm | parts per million (by volume) | Canister
VVC744 | n-Propylbenzene | N-Propylbenzene | Gas Chromatography/Mass Spectrometry | 24 Hours | ppb | parts per billion (by volume) | Canister
VVC743 | n-Propylbenzene | N-Propylbenzene | Gas Chromatography/Mass Spectrometry | NAPS Schedule 6 Day | ppb | parts per billion (by volume) | Canister
VVC1216 | n-Propylbenzene | N-Propylbenzene | Gas Chromatography/Mass Spectrometry | 24 Hours | ug/m3 | micrograms per cubic meter | Canister
VVC728 | o,m,p-Xylene / Xylene (Total) | XYLS | Gas Chromatography/Mass Spectrometry | 24 Hours | ppb | parts per billion (by volume) | Canister
VVC727 | o,m,p-Xylene / Xylene (Total) | XYLS | Gas Chromatography/Mass Spectrometry | NAPS Schedule 6 Day | ppb | parts per billion (by volume) | Canister
VVC1217 | o,m,p-Xylene / Xylene (Total) | XYLS | Gas Chromatography/Mass Spectrometry | 24 Hours | ug/m3 | micrograms per cubic meter | Canister
VVC933 | Octane | Octane | Gas Chromatography/Mass Spectrometry | 24 Hours | ppb | parts per billion (by volume) | Canister
VVC932 | Octane | Octane | Gas Chromatography/Mass Spectrometry | NAPS Schedule 6 Day | ppb | parts per billion (by volume) | Canister
VVC1218 | Octane | Octane | Gas Chromatography/Mass Spectrometry | 24 Hours | ug/m3 | micrograms per cubic meter | Canister
VVC738 | o-Xylene | OXYL | Gas Chromatography/Mass Spectrometry | 24 Hours | ppb | parts per billion (by volume) | Canister
VVC737 | o-Xylene | OXYL | Gas Chromatography/Mass Spectrometry | NAPS Schedule 6 Day | ppb | parts per billion (by volume) | Canister
VVC1219 | o-Xylene | OXYL | Gas Chromatography/Mass Spectrometry | 24 Hours | ug/m3 | micrograms per cubic meter | Canister
VVC934 | P-Cymene | P-Cymene | Gas Chromatography/Mass Spectrometry | 24 Hours | ppb | parts per billion (by volume) | Canister
VVC1220 | P-Cymene | P-Cymene | Gas Chromatography/Mass Spectrometry | 24 Hours | ug/m3 | micrograms per cubic meter | Canister
VVC936 | Pentane | Pentane | Gas Chromatography/Mass Spectrometry | 24 Hours | ppb | parts per billion (by volume) | Canister
VVC935 | Pentane | Pentane | Gas Chromatography/Mass Spectrometry | NAPS Schedule 6 Day | ppb | parts per billion (by volume) | Canister
VVC1221 | Pentane | Pentane | Gas Chromatography/Mass Spectrometry | 24 Hours | ug/m3 | micrograms per cubic meter | Canister
VVC561 | Propane | Propane | Gas Chromatography/Flame Ionization Detector | 24 Hours | ppm | parts per million (by volume) | Canister
VVC560 | Propane | Propane | Gas Chromatography/Mass Spectrometry | 24 Hours | ppm | parts per million (by volume) | Canister
VVC1223 | Propane | Propane | Gas Chromatography/Flame Ionization Detector | 24 Hours | ug/m3 | micrograms per cubic meter | Canister
VVC1222 | Propane | Propane | Gas Chromatography/Mass Spectrometry | 24 Hours | ug/m3 | micrograms per cubic meter | Canister
VVC671 | Propionaldehyde | Propionaldehyde | Gas Chromatography/Mass Spectrometry | 24 Hours | ppb | parts per billion (by volume) | Canister
VVC1224 | Propionaldehyde | Propionaldehyde | Gas Chromatography/Mass Spectrometry | 24 Hours | ug/m3 | micrograms per cubic meter | Canister
VVC563 | Propylene | Propylene | Gas Chromatography/Flame Ionization Detector | 24 Hours | ppm | parts per million (by volume) | Canister
VVC562 | Propylene | Propylene | Gas Chromatography/Mass Spectrometry | 24 Hours | ppm | parts per million (by volume) | Canister
VVC1225 | Propylene | Propylene | Gas Chromatography/Mass Spectrometry | 24 Hours | ug/m3 | micrograms per cubic meter | Canister
VVC740 | p-Xylene | PXYL | Gas Chromatography/Mass Spectrometry | 24 Hours | ppb | parts per billion (by volume) | Canister
VVC1226 | p-Xylene | PXYL | Gas Chromatography/Mass Spectrometry | 24 Hours | ug/m3 | micrograms per cubic meter | Canister
VVC751 | Sec-Butylbenzene | Sec-Butylbenzene | Gas Chromatography/Mass Spectrometry | 24 Hours | ppb | parts per billion (by volume) | Canister
VVC1227 | Sec-Butylbenzene | Sec-Butylbenzene | Gas Chromatography/Mass Spectrometry | 24 Hours | ug/m3 | micrograms per cubic meter | Canister
VVC753 | Styrene | Styrene | Gas Chromatography/Mass Spectrometry | 24 Hours | ppb | parts per billion (by volume) | Canister
VVC752 | Styrene | Styrene | Gas Chromatography/Mass Spectrometry | NAPS Schedule 6 Day | ppb | parts per billion (by volume) | Canister
VVC1228 | Styrene | Styrene | Gas Chromatography/Mass Spectrometry | 24 Hours | ug/m3 | micrograms per cubic meter | Canister
VVC750 | Tert-Butylbenzene | Tert-Butylbenzene | Gas Chromatography/Mass Spectrometry | 24 Hours | ppb | parts per billion (by volume) | Canister
VVC1229 | Tert-Butylbenzene | Tert-Butylbenzene | Gas Chromatography/Mass Spectrometry | 24 Hours | ug/m3 | micrograms per cubic meter | Canister
VVC698 | Tetrachloroethylene | Tetrachloroethylene | Gas Chromatography/Mass Spectrometry | 24 Hours | ppb | parts per billion (by volume) | Canister
VVC699 | Tetrachloroethylene | Tetrachloroethylene | Gas Chromatography/Mass Spectrometry | NAPS Schedule 6 Day | ppb | parts per billion (by volume) | Canister
VVC1230 | Tetrachloroethylene | Tetrachloroethylene | Gas Chromatography/Mass Spectrometry | 24 Hours | ug/m3 | micrograms per cubic meter | Canister
VVC1395 | Tetrahydrofuran | Oxolane | Gas Chromatography/Mass Spectrometry | 12 Day | ppb | parts per billion (by volume) | Canister
VVC773 | Tetrahydrofuran | Oxolane | Gas Chromatography/Mass Spectrometry | NAPS Schedule 6 Day | ppb | parts per billion (by volume) | Canister
VVC1231 | Tetrahydrofuran | Oxolane | Gas Chromatography/Mass Spectrometry | 24 Hours | ug/m3 | micrograms per cubic meter | Canister
VVC734 | Toluene | Toluene | Gas Chromatography/Mass Spectrometry | 24 Hours | ppb | parts per billion (by volume) | Canister
VVC733 | Toluene | Toluene | Gas Chromatography/Mass Spectrometry | NAPS Schedule 6 Day | ppb | parts per billion (by volume) | Canister
VVC1232 | Toluene | Toluene | Gas Chromatography/Mass Spectrometry | 24 Hours | ug/m3 | micrograms per cubic meter | Canister
VVC555 | Total Hydrocarbons | THC | Gas Chromatography/Flame Ionization Detector | 24 Hours | ppb | parts per billion (by volume) | Canister
VVC1383 | Total Non-Methane Organic Compounds | TNMOC | Gas Chromatography/Flame Ionization Detector | 24 Hours | ppm | parts per million (by volume) | Canister
VVC710 | Trans-1,2-Dichloroethylene | Trans-1,2-Dichloroethylen | Gas Chromatography/Mass Spectrometry | 24 Hours | ppb | parts per billion (by volume) | Canister
VVC711 | Trans-1,2-Dichloroethylene | Trans-1,2-Dichloroethylen | Gas Chromatography/Mass Spectrometry | NAPS Schedule 6 Day | ppb | parts per billion (by volume) | Canister
VVC1233 | Trans-1,2-Dichloroethylene | Trans-1,2-Dichloroethylen | Gas Chromatography/Mass Spectrometry | 24 Hours | ug/m3 | micrograms per cubic meter | Canister
VVC937 | Trans-1,2-Dimethylcyclohexane | 1,2-Dimethylcyclohexane | Gas Chromatography/Mass Spectrometry | 24 Hours | ppb | parts per billion (by volume) | Canister
VVC1234 | Trans-1,2-Dimethylcyclohexane | 1,2-Dimethylcyclohexane | Gas Chromatography/Mass Spectrometry | 24 Hours | ug/m3 | micrograms per cubic meter | Canister
VVC938 | Trans-1,3-Dichloropropene | 1,3-Dichloropropene | Gas Chromatography/Mass Spectrometry | 24 Hours | ppb | parts per billion (by volume) | Canister
VVC1235 | Trans-1,3-Dichloropropene | 1,3-Dichloropropene | Gas Chromatography/Mass Spectrometry | 24 Hours | ug/m3 | micrograms per cubic meter | Canister
VVC939 | Trans-1,4-Dimethylcyclohexane | 1,4-Dimethylcyclohexane | Gas Chromatography/Mass Spectrometry | 24 Hours | ppb | parts per billion (by volume) | Canister
VVC1236 | Trans-1,4-Dimethylcyclohexane | 1,4-Dimethylcyclohexane | Gas Chromatography/Mass Spectrometry | 24 Hours | ug/m3 | micrograms per cubic meter | Canister
VVC577 | Trans-2-Butene | Trans-2-Butene | Gas Chromatography/Mass Spectrometry | 24 Hours | ppb | parts per billion (by volume) | Canister
VVC576 | Trans-2-Butene | Trans-2-Butene | Gas Chromatography/Mass Spectrometry | NAPS Schedule 6 Day | ppb | parts per billion (by volume) | Canister
VVC1237 | Trans-2-Butene | Trans-2-Butene | Gas Chromatography/Mass Spectrometry | 24 Hours | ug/m3 | micrograms per cubic meter | Canister
VVC633 | Trans-2-Heptene | Trans-2-Heptene | Gas Chromatography/Mass Spectrometry | 24 Hours | ppb | parts per billion (by volume) | Canister
VVC1238 | Trans-2-Heptene | Trans-2-Heptene | Gas Chromatography/Mass Spectrometry | 24 Hours | ug/m3 | micrograms per cubic meter | Canister
VVC648 | Trans-2-Hexene | Trans-2-Hexene | Gas Chromatography/Mass Spectrometry | 24 Hours | ppb | parts per billion (by volume) | Canister
VVC1239 | Trans-2-Hexene | Trans-2-Hexene | Gas Chromatography/Mass Spectrometry | 24 Hours | ug/m3 | micrograms per cubic meter | Canister
VVC940 | Trans-2-Octene | Trans-2-Octene | Gas Chromatography/Mass Spectrometry | 24 Hours | ppb | parts per billion (by volume) | Canister
VVC1240 | Trans-2-Octene | Trans-2-Octene | Gas Chromatography/Mass Spectrometry | 24 Hours | ug/m3 | micrograms per cubic meter | Canister
VVC589 | Trans-2-Pentene | Trans-2-Pentene | Gas Chromatography/Mass Spectrometry | 24 Hours | ppb | parts per billion (by volume) | Canister
VVC588 | Trans-2-Pentene | Trans-2-Pentene | Gas Chromatography/Mass Spectrometry | NAPS Schedule 6 Day | ppb | parts per billion (by volume) | Canister
VVC1241 | Trans-2-Pentene | Trans-2-Pentene | Gas Chromatography/Mass Spectrometry | 24 Hours | ug/m3 | micrograms per cubic meter | Canister
VVC631 | Trans-3-Heptene | Trans-3-Heptene | Gas Chromatography/Mass Spectrometry | 24 Hours | ppb | parts per billion (by volume) | Canister
VVC1242 | Trans-3-Heptene | Trans-3-Heptene | Gas Chromatography/Mass Spectrometry | 24 Hours | ug/m3 | micrograms per cubic meter | Canister
VVC941 | Trans-3-Methyl-2-Pentene | Trans-3-Methyl-2-Pentene | Gas Chromatography/Mass Spectrometry | 24 Hours | ppb | parts per billion (by volume) | Canister
VVC1243 | Trans-3-Methyl-2-Pentene | Trans-3-Methyl-2-Pentene | Gas Chromatography/Mass Spectrometry | 24 Hours | ug/m3 | micrograms per cubic meter | Canister
VVC647 | Trans-4-Methyl-2-Pentene | Trans-4-Methyl-2-Pentene | Gas Chromatography/Mass Spectrometry | 24 Hours | ppb | parts per billion (by volume) | Canister
VVC1244 | Trans-4-Methyl-2-Pentene | Trans-4-Methyl-2-Pentene | Gas Chromatography/Mass Spectrometry | 24 Hours | ug/m3 | micrograms per cubic meter | Canister
VVC706 | Trichloroethylene | Trichloroethylene | Gas Chromatography/Mass Spectrometry | 24 Hours | ppb | parts per billion (by volume) | Canister
VVC707 | Trichloroethylene | Trichloroethylene | Gas Chromatography/Mass Spectrometry | NAPS Schedule 6 Day | ppb | parts per billion (by volume) | Canister
VVC1245 | Trichloroethylene | Trichloroethylene | Gas Chromatography/Mass Spectrometry | 24 Hours | ug/m3 | micrograms per cubic meter | Canister
VVC599 | Undecane | Undecane | Gas Chromatography/Mass Spectrometry | 24 Hours | ppb | parts per billion (by volume) | Canister
VVC598 | Undecane | Undecane | Gas Chromatography/Mass Spectrometry | NAPS Schedule 6 Day | ppb | parts per billion (by volume) | Canister
VVC1246 | Undecane | Undecane | Gas Chromatography/Mass Spectrometry | 24 Hours | ug/m3 | micrograms per cubic meter | Canister
VVC675 | Valeraldehyde | Valeraldehyde | Gas Chromatography/Mass Spectrometry | 24 Hours | ppb | parts per billion (by volume) | Canister
VVC667 | Vinyl Acetate | Ethenyl Acetate | Gas Chromatography/Mass Spectrometry | 24 Hours | ppb | parts per billion (by volume) | Canister
VVC668 | Vinyl Acetate | Ethenyl Acetate | Gas Chromatography/Mass Spectrometry | NAPS Schedule 6 Day | ppb | parts per billion (by volume) | Canister
VVC1247 | Vinyl Acetate | Ethenyl Acetate | Gas Chromatography/Mass Spectrometry | 24 Hours | ug/m3 | micrograms per cubic meter | Canister
VVC721 | Vinyl Bromide | Bromoethene | Gas Chromatography/Mass Spectrometry | 24 Hours | ppb | parts per billion (by volume) | Canister
VVC1248 | Vinyl Bromide | Bromoethene | Gas Chromatography/Mass Spectrometry | 24 Hours | ug/m3 | micrograms per cubic meter | Canister
VVC719 | Vinyl Chloride Monomer | VCM | Gas Chromatography/Mass Spectrometry | 24 Hours | ppb | parts per billion (by volume) | Canister
VVC720 | Vinyl Chloride Monomer | VCM | Gas Chromatography/Mass Spectrometry | NAPS Schedule 6 Day | ppb | parts per billion (by volume) | Canister
VVC1249 | Vinyl Chloride Monomer | VCM | Gas Chromatography/Mass Spectrometry | 24 Hours | ug/m3 | micrograms per cubic meter | Canister
VVC843 | Aluminum (PM2.5) | Al(PM2.5) | Energy Dispersive X-ray fluorescence spectrometer | 24 Hours | ug/m3 | micrograms per cubic meter | Dichot
VVC797 | Aluminum (PM2.5-10) | Al | Energy Dispersive X-ray fluorescence spectrometer | 24 Hours | ug/m3 | micrograms per cubic meter | Dichot
VVC884 | Ammonium (PM2.5) | NH4+(PM2.5) | Energy Dispersive X-ray fluorescence spectrometer | 24 Hours | ug/m3 | micrograms per cubic meter | Dichot
VVC840 | Ammonium (PM2.5-10) | NH4+(PM2.5-10) | Energy Dispersive X-ray fluorescence spectrometer | 24 Hours | ug/m3 | micrograms per cubic meter | Dichot
VVC844 | Antimony (PM2.5) | Sb(PM2.5) | Energy Dispersive X-ray fluorescence spectrometer | 24 Hours | ug/m3 | micrograms per cubic meter | Dichot
VVC798 | Antimony (PM2.5-10) | Sb | Energy Dispersive X-ray fluorescence spectrometer | 24 Hours | ug/m3 | micrograms per cubic meter | Dichot
VVC845 | Arsenic (PM2.5) | As(PM2.5) | Energy Dispersive X-ray fluorescence spectrometer | 24 Hours | ug/m3 | micrograms per cubic meter | Dichot
VVC799 | Arsenic (PM2.5-10) | As | Energy Dispersive X-ray fluorescence spectrometer | 24 Hours | ug/m3 | micrograms per cubic meter | Dichot
VVC847 | Barium (PM2.5) | Ba(PM2.5) | Energy Dispersive X-ray fluorescence spectrometer | 24 Hours | ug/m3 | micrograms per cubic meter | Dichot
VVC801 | Barium (PM2.5-10) | Ba | Energy Dispersive X-ray fluorescence spectrometer | 24 Hours | ug/m3 | micrograms per cubic meter | Dichot
VVC846 | Beryllium (PM2.5) | Be(PM2.5) | Energy Dispersive X-ray fluorescence spectrometer | 24 Hours | ug/m3 | micrograms per cubic meter | Dichot
VVC800 | Beryllium (PM2.5-10) | Beryllium (PM10) | Energy Dispersive X-ray fluorescence spectrometer | 24 Hours | ug/m3 | micrograms per cubic meter | Dichot
VVC942 | Bismuth (PM2.5) | Bi(PM2.5) | Gravimetric | 24 Hours | ug/m3 | micrograms per cubic meter | Dichot
VVC943 | Bismuth (PM2.5-10) | Bi | Gravimetric | 24 Hours | ug/m3 | micrograms per cubic meter | Dichot
VVC881 | Boron (PM2.5) | Boron (PM2.5) | Energy Dispersive X-ray fluorescence spectrometer | 24 Hours | ug/m3 | micrograms per cubic meter | Dichot
VVC837 | Boron (PM2.5-10) | Boron (PM10) | Energy Dispersive X-ray fluorescence spectrometer | 24 Hours | ug/m3 | micrograms per cubic meter | Dichot
VVC882 | Bromide (PM2.5) | Br | Energy Dispersive X-ray fluorescence spectrometer | 24 Hours | ug/m3 | micrograms per cubic meter | Dichot
VVC838 | Bromide (PM2.5-10) | Br | Energy Dispersive X-ray fluorescence spectrometer | 24 Hours | ug/m3 | micrograms per cubic meter | Dichot
VVC802 | Bromine (PM2.5-10) | Br | Energy Dispersive X-ray fluorescence spectrometer | 24 Hours | ug/m3 | micrograms per cubic meter | Dichot
VVC848 | Cadmium (PM2.5) | Cd(PM2.5) | Energy Dispersive X-ray fluorescence spectrometer | 24 Hours | ug/m3 | micrograms per cubic meter | Dichot
VVC803 | Cadmium (PM2.5-10) | Cd | Energy Dispersive X-ray fluorescence spectrometer | 24 Hours | ug/m3 | micrograms per cubic meter | Dichot
VVC849 | Calcium (PM2.5) | Ca(PM2.5) | Energy Dispersive X-ray fluorescence spectrometer | 24 Hours | ug/m3 | micrograms per cubic meter | Dichot
VVC804 | Calcium (PM2.5-10) | Ca | Energy Dispersive X-ray fluorescence spectrometer | 24 Hours | ug/m3 | micrograms per cubic meter | Dichot
VVC944 | Cerium (PM2.5) | Ce(PM2.5) | Gravimetric | 24 Hours | ug/m3 | micrograms per cubic meter | Dichot
VVC945 | Cerium (PM2.5-10) | Ce | Gravimetric | 24 Hours | ug/m3 | micrograms per cubic meter | Dichot
VVC946 | Cesium (PM2.5) | Cs(PM2.5) | Gravimetric | 24 Hours | ug/m3 | micrograms per cubic meter | Dichot
VVC947 | Cesium (PM2.5-10) | Cs | Gravimetric | 24 Hours | ug/m3 | micrograms per cubic meter | Dichot
VVC883 | Chloride (PM2.5) | Cl-(PM2.5) | Energy Dispersive X-ray fluorescence spectrometer | 24 Hours | ug/m3 | micrograms per cubic meter | Dichot
VVC839 | Chloride (PM2.5-10) | Cl- | Energy Dispersive X-ray fluorescence spectrometer | 24 Hours | ug/m3 | micrograms per cubic meter | Dichot
VVC948 | Chlorine (PM2.5) | Cl(PM2.5) | Gravimetric | 24 Hours | ug/m3 | micrograms per cubic meter | Dichot
VVC808 | Chlorine (PM2.5-10) | Cl | Energy Dispersive X-ray fluorescence spectrometer | 24 Hours | ug/m3 | micrograms per cubic meter | Dichot
VVC850 | Chromium (PM2.5) | Cr(PM2.5) | Energy Dispersive X-ray fluorescence spectrometer | 24 Hours | ug/m3 | micrograms per cubic meter | Dichot
VVC805 | Chromium (PM2.5-10) | Cr | Energy Dispersive X-ray fluorescence spectrometer | 24 Hours | ug/m3 | micrograms per cubic meter | Dichot
VVC851 | Cobalt (PM2.5) | Co(PM2.5) | Energy Dispersive X-ray fluorescence spectrometer | 24 Hours | ug/m3 | micrograms per cubic meter | Dichot
VVC806 | Cobalt (PM2.5-10) | Co | Energy Dispersive X-ray fluorescence spectrometer | 24 Hours | ug/m3 | micrograms per cubic meter | Dichot
VVC852 | Copper (PM2.5) | Cu(PM2.5) | Energy Dispersive X-ray fluorescence spectrometer | 24 Hours | ug/m3 | micrograms per cubic meter | Dichot
VVC807 | Copper (PM2.5-10) | Cu | Energy Dispersive X-ray fluorescence spectrometer | 24 Hours | ug/m3 | micrograms per cubic meter | Dichot
VVC853 | Gallium (PM2.5) | Ga(PM2.5) | Energy Dispersive X-ray fluorescence spectrometer | 24 Hours | ug/m3 | micrograms per cubic meter | Dichot
VVC809 | Gallium (PM2.5-10) | Ga | Energy Dispersive X-ray fluorescence spectrometer | 24 Hours | ug/m3 | micrograms per cubic meter | Dichot
VVC949 | Germanium (PM2.5) | Ge(PM2.5) | Gravimetric | 24 Hours | ug/m3 | micrograms per cubic meter | Dichot
VVC950 | Germanium (PM2.5-10) | Ge | Gravimetric | 24 Hours | ug/m3 | micrograms per cubic meter | Dichot
VVC856 | Indium (PM2.5) | In(PM2.5) | Energy Dispersive X-ray fluorescence spectrometer | 24 Hours | ug/m3 | micrograms per cubic meter | Dichot
VVC812 | Indium (PM2.5-10) | In | Energy Dispersive X-ray fluorescence spectrometer | 24 Hours | ug/m3 | micrograms per cubic meter | Dichot
VVC951 | Iodine (PM2.5) | I(PM2.5) | Gravimetric | 24 Hours | ug/m3 | micrograms per cubic meter | Dichot
VVC952 | Iodine (PM2.5-10) | I | Gravimetric | 24 Hours | ug/m3 | micrograms per cubic meter | Dichot
VVC854 | Iron (PM2.5) | Fe(PM2.5) | Energy Dispersive X-ray fluorescence spectrometer | 24 Hours | ug/m3 | micrograms per cubic meter | Dichot
VVC810 | Iron (PM2.5-10) | Fe | Energy Dispersive X-ray fluorescence spectrometer | 24 Hours | ug/m3 | micrograms per cubic meter | Dichot
VVC862 | Lanthanum (PM2.5) | La(PM2.5) | Energy Dispersive X-ray fluorescence spectrometer | 24 Hours | ug/m3 | micrograms per cubic meter | Dichot
VVC818 | Lanthanum (PM2.5-10) | La | Energy Dispersive X-ray fluorescence spectrometer | 24 Hours | ug/m3 | micrograms per cubic meter | Dichot
VVC855 | Lead (PM2.5) | Pb(PM2.5) | Energy Dispersive X-ray fluorescence spectrometer | 24 Hours | ug/m3 | micrograms per cubic meter | Dichot
VVC811 | Lead (PM2.5-10) | Pb | Energy Dispersive X-ray fluorescence spectrometer | 24 Hours | ug/m3 | micrograms per cubic meter | Dichot
VVC860 | Magnesium (PM2.5) | Mg(PM2.5) | Energy Dispersive X-ray fluorescence spectrometer | 24 Hours | ug/m3 | micrograms per cubic meter | Dichot
VVC816 | Magnesium (PM2.5-10) | Mg | Energy Dispersive X-ray fluorescence spectrometer | 24 Hours | ug/m3 | micrograms per cubic meter | Dichot
VVC857 | Manganese (PM2.5) | Mn(PM2.5) | Energy Dispersive X-ray fluorescence spectrometer | 24 Hours | ug/m3 | micrograms per cubic meter | Dichot
VVC813 | Manganese (PM2.5-10) | Mn | Energy Dispersive X-ray fluorescence spectrometer | 24 Hours | ug/m3 | micrograms per cubic meter | Dichot
VVC861 | Mercury (PM2.5) | Hg(PM2.5) | Energy Dispersive X-ray fluorescence spectrometer | 24 Hours | ug/m3 | micrograms per cubic meter | Dichot
VVC817 | Mercury (PM2.5-10) | Hg | Energy Dispersive X-ray fluorescence spectrometer | 24 Hours | ug/m3 | micrograms per cubic meter | Dichot
VVC858 | Molybdenum (PM2.5) | Mo(PM2.5) | Energy Dispersive X-ray fluorescence spectrometer | 24 Hours | ug/m3 | micrograms per cubic meter | Dichot
VVC814 | Molybdenum (PM2.5-10) | Mo | Energy Dispersive X-ray fluorescence spectrometer | 24 Hours | ug/m3 | micrograms per cubic meter | Dichot
VVC953 | Neodymium (PM2.5) | Nd(PM2.5) | Gravimetric | 24 Hours | ug/m3 | micrograms per cubic meter | Dichot
VVC954 | Neodymium (PM2.5-10) | Nd | Gravimetric | 24 Hours | ug/m3 | micrograms per cubic meter | Dichot
VVC859 | Nickel (PM2.5) | Ni(PM2.5) | Energy Dispersive X-ray fluorescence spectrometer | 24 Hours | ug/m3 | micrograms per cubic meter | Dichot
VVC815 | Nickel (PM2.5-10) | Ni | Energy Dispersive X-ray fluorescence spectrometer | 24 Hours | ug/m3 | micrograms per cubic meter | Dichot
VVC955 | Niobium (PM2.5) | Nb(PM2.5) | Gravimetric | 24 Hours | ug/m3 | micrograms per cubic meter | Dichot
VVC956 | Niobium (PM2.5-10) | Nb | Gravimetric | 24 Hours | ug/m3 | micrograms per cubic meter | Dichot
VVC885 | Nitrate (PM2.5) | NO3 | Energy Dispersive X-ray fluorescence spectrometer | 24 Hours | ug/m3 | micrograms per cubic meter | Dichot
VVC841 | Nitrate (PM2.5-10) | NO3 | Ion Chromatography | 24 Hours | ug/m3 | micrograms per cubic meter | Dichot
VVC863 | Palladium (PM2.5) | Pd(PM2.5) | Energy Dispersive X-ray fluorescence spectrometer | 24 Hours | ug/m3 | micrograms per cubic meter | Dichot
VVC819 | Palladium (PM2.5-10) | Pd | Energy Dispersive X-ray fluorescence spectrometer | 24 Hours | ug/m3 | micrograms per cubic meter | Dichot
VVC864 | Phophorous (PM2.5) | P | Energy Dispersive X-ray fluorescence spectrometer | 24 Hours | ug/m3 | micrograms per cubic meter | Dichot
VVC820 | Phophorous (PM2.5-10) | P | Energy Dispersive X-ray fluorescence spectrometer | 24 Hours | ug/m3 | micrograms per cubic meter | Dichot
VVC783 | PM10 Mass | PM10 | Gravimetric | 24 Hours | ug/m3 | micrograms per cubic meter | Dichot
VVC782 | PM10 Mass | PM10 | Gravimetric | NAPS Schedule 6 Day | ug/m3 | micrograms per cubic meter | Dichot
VVC791 | PM2.5 Mass | PM2.5 | Gravimetric | 24 Hours | ug/m3 | micrograms per cubic meter | Dichot
VVC790 | PM2.5 Mass | PM2.5 | Gravimetric | NAPS Schedule 6 Day | ug/m3 | micrograms per cubic meter | Dichot
VVC787 | PM2.5-10 Mass | PM2.5-10 | Gravimetric | 24 Hours | ug/m3 | micrograms per cubic meter | Dichot
VVC786 | PM2.5-10 Mass | PM2.5-10 | Gravimetric | NAPS Schedule 6 Day | ug/m3 | micrograms per cubic meter | Dichot
VVC877 | Potassium (PM2.5) | K(PM2.5) | Energy Dispersive X-ray fluorescence spectrometer | 24 Hours | ug/m3 | micrograms per cubic meter | Dichot
VVC833 | Potassium (PM2.5-10) | K | Energy Dispersive X-ray fluorescence spectrometer | 24 Hours | ug/m3 | micrograms per cubic meter | Dichot
VVC957 | Praseo-Dymium (PM2.5) | Pr(PM2.5) | Gravimetric | 24 Hours | ug/m3 | micrograms per cubic meter | Dichot
VVC958 | Praseo-Dymium (PM2.5-10) | Pr | Gravimetric | 24 Hours | ug/m3 | micrograms per cubic meter | Dichot
VVC875 | Rubidium (PM2.5) | Rb(PM2.5) | Energy Dispersive X-ray fluorescence spectrometer | 24 Hours | ug/m3 | micrograms per cubic meter | Dichot
VVC831 | Rubidium (PM2.5-10) | Rb | Energy Dispersive X-ray fluorescence spectrometer | 24 Hours | ug/m3 | micrograms per cubic meter | Dichot
VVC959 | Scandium (PM2.5) | Sc(PM2.5) | Gravimetric | 24 Hours | ug/m3 | micrograms per cubic meter | Dichot
VVC960 | Scandium (PM2.5-10) | Sc | Gravimetric | 24 Hours | ug/m3 | micrograms per cubic meter | Dichot
VVC865 | Selenium (PM2.5) | Se(PM2.5) | Energy Dispersive X-ray fluorescence spectrometer | 24 Hours | ug/m3 | micrograms per cubic meter | Dichot
VVC821 | Selenium (PM2.5-10) | Se | Energy Dispersive X-ray fluorescence spectrometer | 24 Hours | ug/m3 | micrograms per cubic meter | Dichot
VVC869 | Silicon (PM2.5) | Si(PM2.5) | Energy Dispersive X-ray fluorescence spectrometer | 24 Hours | ug/m3 | micrograms per cubic meter | Dichot
VVC825 | Silicon (PM2.5-10) | Si | Energy Dispersive X-ray fluorescence spectrometer | 24 Hours | ug/m3 | micrograms per cubic meter | Dichot
VVC870 | Silver (PM2.5) | Ag(PM2.5) | Energy Dispersive X-ray fluorescence spectrometer | 24 Hours | ug/m3 | micrograms per cubic meter | Dichot
VVC826 | Silver (PM2.5-10) | Ag | Energy Dispersive X-ray fluorescence spectrometer | 24 Hours | ug/m3 | micrograms per cubic meter | Dichot
VVC879 | Sodium (PM2.5) | Na(PM2.5) | Energy Dispersive X-ray fluorescence spectrometer | 24 Hours | ug/m3 | micrograms per cubic meter | Dichot
VVC835 | Sodium (PM2.5-10) | Na | Energy Dispersive X-ray fluorescence spectrometer | 24 Hours | ug/m3 | micrograms per cubic meter | Dichot
VVC961 | Sodium Ion (Pm2.5) | Na+ | Gravimetric | 24 Hours | ug/m3 | micrograms per cubic meter | Dichot
VVC962 | Sodium Ion (PM2.5-10) | Na+ | Gravimetric | 24 Hours | ug/m3 | micrograms per cubic meter | Dichot
VVC872 | Strontium (PM2.5) | Sr(PM2.5) | Energy Dispersive X-ray fluorescence spectrometer | 24 Hours | ug/m3 | micrograms per cubic meter | Dichot
VVC828 | Strontium (PM2.5-10) | Sr | Energy Dispersive X-ray fluorescence spectrometer | 24 Hours | ug/m3 | micrograms per cubic meter | Dichot
VVC886 | Sulphate (PM2.5) | SO4 | Energy Dispersive X-ray fluorescence spectrometer | 24 Hours | ug/m3 | micrograms per cubic meter | Dichot
VVC842 | Sulphate (PM2.5-10) | SO4 | Ion Chromatography | 24 Hours | ug/m3 | micrograms per cubic meter | Dichot
VVC873 | Sulphur (PM2.5) | S(PM2.5) | Energy Dispersive X-ray fluorescence spectrometer | 24 Hours | ug/m3 | micrograms per cubic meter | Dichot
VVC829 | Sulphur (PM2.5-10) | S | Energy Dispersive X-ray fluorescence spectrometer | 24 Hours | ug/m3 | micrograms per cubic meter | Dichot
VVC963 | Tantalum (PM2.5) | Ta(PM2.5) | Gravimetric | 24 Hours | ug/m3 | micrograms per cubic meter | Dichot
VVC964 | Tantalum (PM2.5-10) | Ta | Gravimetric | 24 Hours | ug/m3 | micrograms per cubic meter | Dichot
VVC965 | Tellurium (PM2.5) | Te(PM2.5) | Gravimetric | 24 Hours | ug/m3 | micrograms per cubic meter | Dichot
VVC966 | Tellurium (PM2.5-10) | Te | Gravimetric | 24 Hours | ug/m3 | micrograms per cubic meter | Dichot
VVC874 | Thallium (PM2.5) | Tl(PM2.5) | Energy Dispersive X-ray fluorescence spectrometer | 24 Hours | ug/m3 | micrograms per cubic meter | Dichot
VVC830 | Thallium (PM2.5-10) | Tl | Energy Dispersive X-ray fluorescence spectrometer | 24 Hours | ug/m3 | micrograms per cubic meter | Dichot
VVC866 | Tin (PM2.5) | Sn(PM2.5) | Energy Dispersive X-ray fluorescence spectrometer | 24 Hours | ug/m3 | micrograms per cubic meter | Dichot
VVC822 | Tin (PM2.5-10) | Sn | Energy Dispersive X-ray fluorescence spectrometer | 24 Hours | ug/m3 | micrograms per cubic meter | Dichot
VVC867 | Titanium (PM2.5) | Ti(PM2.5) | Energy Dispersive X-ray fluorescence spectrometer | 24 Hours | ug/m3 | micrograms per cubic meter | Dichot
VVC823 | Titanium (PM2.5-10) | Ti | Energy Dispersive X-ray fluorescence spectrometer | 24 Hours | ug/m3 | micrograms per cubic meter | Dichot
VVC967 | Tungsten (PM2.5) | W(PM2.5) | Gravimetric | 24 Hours | ug/m3 | micrograms per cubic meter | Dichot
VVC968 | Tungsten (PM2.5-10) | W | Gravimetric | 24 Hours | ug/m3 | micrograms per cubic meter | Dichot
VVC876 | Uranium (PM2.5) | U(PM2.5) | Energy Dispersive X-ray fluorescence spectrometer | 24 Hours | ug/m3 | micrograms per cubic meter | Dichot
VVC832 | Uranium (PM2.5-10) | Uranium (PM10) | Energy Dispersive X-ray fluorescence spectrometer | 24 Hours | ug/m3 | micrograms per cubic meter | Dichot
VVC868 | Vanadium (PM2.5) | V(PM2.5) | Energy Dispersive X-ray fluorescence spectrometer | 24 Hours | ug/m3 | micrograms per cubic meter | Dichot
VVC824 | Vanadium (PM2.5-10) | V | Energy Dispersive X-ray fluorescence spectrometer | 24 Hours | ug/m3 | micrograms per cubic meter | Dichot
VVC878 | Yttrium (PM2.5) | Y(PM2.5) | Energy Dispersive X-ray fluorescence spectrometer | 24 Hours | ug/m3 | micrograms per cubic meter | Dichot
VVC834 | Yttrium (PM2.5-10) | Y | Energy Dispersive X-ray fluorescence spectrometer | 24 Hours | ug/m3 | micrograms per cubic meter | Dichot
VVC871 | Zinc (PM2.5) | Zn(PM2.5) | Energy Dispersive X-ray fluorescence spectrometer | 24 Hours | ug/m3 | micrograms per cubic meter | Dichot
VVC827 | Zinc (PM2.5-10) | Zn | Energy Dispersive X-ray fluorescence spectrometer | 24 Hours | ug/m3 | micrograms per cubic meter | Dichot
VVC880 | Zirconium (PM2.5) | Zr(PM2.5) | Energy Dispersive X-ray fluorescence spectrometer | 24 Hours | ug/m3 | micrograms per cubic meter | Dichot
VVC836 | Zirconium (PM2.5-10) | Zr | Energy Dispersive X-ray fluorescence spectrometer | 24 Hours | ug/m3 | micrograms per cubic meter | Dichot
VVC547 | Cadmium | Cd | Atomic Absorption | Monthly (Calendar) / 30 Days | mg/100 cm2/30 days | milligrams per 100 square centimeters per 30 days | Dustfall (Bucket)
VVC548 | Calcium | Ca | Atomic Absorption | Monthly (Calendar) / 30 Days | mg/100 cm2/30 days | milligrams per 100 square centimeters per 30 days | Dustfall (Bucket)
VVC549 | Copper | Cu | Atomic Absorption | Monthly (Calendar) / 30 Days | mg/100 cm2/30 days | milligrams per 100 square centimeters per 30 days | Dustfall (Bucket)
VVC1010 | Fixed Dustfall | Fixed Dustfall | Gravimetric | Monthly (Calendar) / 30 Days | mg/100 cm2/30 days | milligrams per 100 square centimeters per 30 days | Dustfall (Bucket)
VVC1012 | Fluorides | F | Specific-Ion Electrode | Monthly (Calendar) / 30 Days | mg/100 cm2/30 days | milligrams per 100 square centimeters per 30 days | Dustfall (Bucket)
VVC546 | Total Dustfall | Total Dustfall | Gravimetric | Monthly (Calendar) / 30 Days | mg/100 cm2/30 days | milligrams per 100 square centimeters per 30 days | Dustfall (Bucket)
VVC1011 | Volatile Dustfall | Volatile Dustfall | Gravimetric | Monthly (Calendar) / 30 Days | mg/100 cm2/30 days | milligrams per 100 square centimeters per 30 days | Dustfall (Bucket)
VVC550 | Zinc | Zn | Atomic Absorption | Monthly (Calendar) / 30 Days | mg/100 cm2/30 days | milligrams per 100 square centimeters per 30 days | Dustfall (Bucket)
VVC1294 | Aluminum (PM2.5) | Al(PM2.5) | Inductively coupled plasma-mass spectrometer | NAPS Schedule 6 Day | ng/m3 | nanograms per cubic meter | Filter Based
VVC1375 | Ammonia (PM10) | NH3(PM10) | Ion Chromatography | 24 Hours | ug/m3 | micrograms per cubic meter | Filter Based
VVC1376 | Ammonium (PM10) | NH4+(PM10) | Ion Chromatography | 24 Hours | ug/m3 | micrograms per cubic meter | Filter Based
VVC1361 | Antimony (PM10) | Sb(PM10) | Mass Spectrometry | 24 Hours | ng/m3 | nanograms per cubic meter | Filter Based
VVC1295 | Antimony (PM2.5) | Sb(PM2.5) | Inductively coupled plasma-mass spectrometer | NAPS Schedule 6 Day | ng/m3 | nanograms per cubic meter | Filter Based
VVC1362 | Arsenic (PM10) | As(PM10) | Mass Spectrometry | 24 Hours | ng/m3 | nanograms per cubic meter | Filter Based
VVC1296 | Arsenic (PM2.5) | As(PM2.5) | Inductively coupled plasma-mass spectrometer | NAPS Schedule 6 Day | ng/m3 | nanograms per cubic meter | Filter Based
VVC1297 | Barium (PM2.5) | Ba(PM2.5) | Inductively coupled plasma-mass spectrometer | NAPS Schedule 6 Day | ng/m3 | nanograms per cubic meter | Filter Based
VVC1363 | Beryllium (PM10) | Be(PM10) | Mass Spectrometry | 24 Hours | ng/m3 | nanograms per cubic meter | Filter Based
VVC1298 | Beryllium (PM2.5) | Be(PM2.5) | Inductively coupled plasma-mass spectrometer | NAPS Schedule 6 Day | ng/m3 | nanograms per cubic meter | Filter Based
VVC1299 | Bismuth (PM2.5) | Bi(PM2.5) | Inductively coupled plasma-mass spectrometer | NAPS Schedule 6 Day | ng/m3 | nanograms per cubic meter | Filter Based
VVC1300 | Boron (PM2.5) | Boron (PM2.5) | Inductively coupled plasma-mass spectrometer | NAPS Schedule 6 Day | ng/m3 | nanograms per cubic meter | Filter Based
VVC1301 | Bromine (PM2.5) | Br(PM2.5) | Inductively coupled plasma-mass spectrometer | NAPS Schedule 6 Day | ng/m3 | nanograms per cubic meter | Filter Based
VVC1364 | Cadmium (PM10) | Cd(PM10) | Mass Spectrometry | 24 Hours | ng/m3 | nanograms per cubic meter | Filter Based
VVC1302 | Cadmium (PM2.5) | Cd(PM2.5) | Inductively coupled plasma-mass spectrometer | NAPS Schedule 6 Day | ng/m3 | nanograms per cubic meter | Filter Based
VVC1377 | Calcium (PM10) | Ca(PM10) | Mass Spectrometry | 24 Hours | ug/m3 | micrograms per cubic meter | Filter Based
VVC1303 | Calcium (PM2.5) | Ca(PM2.5) | Inductively coupled plasma-mass spectrometer | NAPS Schedule 6 Day | ng/m3 | nanograms per cubic meter | Filter Based
VVC1304 | Cerium (PM2.5) | Ce(PM2.5) | Inductively coupled plasma-mass spectrometer | NAPS Schedule 6 Day | ng/m3 | nanograms per cubic meter | Filter Based
VVC1305 | Cesium (PM2.5) | Cs(PM2.5) | Inductively coupled plasma-mass spectrometer | NAPS Schedule 6 Day | ng/m3 | nanograms per cubic meter | Filter Based
VVC1378 | Chloride (PM10) | Cl-(PM10) | Ion Chromatography | 24 Hours | ug/m3 | micrograms per cubic meter | Filter Based
VVC1306 | Chlorine (PM2.5) | Cl(PM2.5) | Inductively coupled plasma-mass spectrometer | NAPS Schedule 6 Day | ng/m3 | nanograms per cubic meter | Filter Based
VVC1365 | Chromium (PM10) | Ch(PM10) | Mass Spectrometry | 24 Hours | ng/m3 | nanograms per cubic meter | Filter Based
VVC1307 | Chromium (PM2.5) | Cr(PM2.5) | Inductively coupled plasma-mass spectrometer | NAPS Schedule 6 Day | ng/m3 | nanograms per cubic meter | Filter Based
VVC1366 | Cobalt (PM10) | Co(PM10) | Mass Spectrometry | 24 Hours | ng/m3 | nanograms per cubic meter | Filter Based
VVC1308 | Cobalt (PM2.5) | Co(PM2.5) | Inductively coupled plasma-mass spectrometer | NAPS Schedule 6 Day | ng/m3 | nanograms per cubic meter | Filter Based
VVC1367 | Copper (PM10) | Cu(PM10) | Mass Spectrometry | 24 Hours | ng/m3 | nanograms per cubic meter | Filter Based
VVC1309 | Copper (PM2.5) | Cu(PM2.5) | Inductively coupled plasma-mass spectrometer | NAPS Schedule 6 Day | ng/m3 | nanograms per cubic meter | Filter Based
VVC1310 | Dysprosium (PM2.5) | Dy(PM2.5) | Inductively coupled plasma-mass spectrometer | NAPS Schedule 6 Day | ng/m3 | nanograms per cubic meter | Filter Based
VVC1311 | Erbium (PM2.5) | Er(PM2.5) | Inductively coupled plasma-mass spectrometer | NAPS Schedule 6 Day | ng/m3 | nanograms per cubic meter | Filter Based
VVC1312 | Europium (PM2.5) | Eu(PM2.5) | Inductively coupled plasma-mass spectrometer | NAPS Schedule 6 Day | ng/m3 | nanograms per cubic meter | Filter Based
VVC1291 | Fluorides | F | Ion Chromatography | Monthly (Calendar) / 30 Days | ug/m3 | micrograms per cubic meter | Filter Based
VVC1313 | Gadolinium (PM2.5) | Gd(PM2.5) | Inductively coupled plasma-mass spectrometer | NAPS Schedule 6 Day | ng/m3 | nanograms per cubic meter | Filter Based
VVC1314 | Gallium (PM2.5) | Ga(PM2.5) | Inductively coupled plasma-mass spectrometer | NAPS Schedule 6 Day | ng/m3 | nanograms per cubic meter | Filter Based
VVC1315 | Germanium (PM2.5) | Ge(PM2.5) | Inductively coupled plasma-mass spectrometer | NAPS Schedule 6 Day | ng/m3 | nanograms per cubic meter | Filter Based
VVC1316 | Gold (PM2.5) | Au(PM2.5) | Inductively coupled plasma-mass spectrometer | NAPS Schedule 6 Day | ng/m3 | nanograms per cubic meter | Filter Based
VVC1317 | Holmium (PM2.5) | Ho(PM2.5) | Inductively coupled plasma-mass spectrometer | NAPS Schedule 6 Day | ng/m3 | nanograms per cubic meter | Filter Based
VVC1290 | Hydrogen Fluoride | HF | Ion Chromatography | Monthly (Calendar) / 30 Days | ug/m3 | micrograms per cubic meter | Filter Based
VVC1318 | Indium (PM2.5) | In(PM2.5) | Inductively coupled plasma-mass spectrometer | NAPS Schedule 6 Day | ng/m3 | nanograms per cubic meter | Filter Based
VVC1319 | Iodine (PM2.5) | I(PM2.5) | Inductively coupled plasma-mass spectrometer | NAPS Schedule 6 Day | ng/m3 | nanograms per cubic meter | Filter Based
VVC1320 | Iron (PM2.5) | Fe(PM2.5) | Inductively coupled plasma-mass spectrometer | NAPS Schedule 6 Day | ng/m3 | nanograms per cubic meter | Filter Based
VVC1321 | Lanthanum (PM2.5) | La(PM2.5) | Inductively coupled plasma-mass spectrometer | NAPS Schedule 6 Day | ng/m3 | nanograms per cubic meter | Filter Based
VVC1368 | Lead (PM10) | Pb(PM10) | Mass Spectrometry | 24 Hours | ng/m3 | nanograms per cubic meter | Filter Based
VVC794 | Lead (PM10) | Pb(PM10) | Inductively coupled plasma-mass spectrometer | 24 Hours | ug/m3 | micrograms per cubic meter | Filter Based
VVC1322 | Lead (PM2.5) | Pb(PM2.5) | Inductively coupled plasma-mass spectrometer | NAPS Schedule 6 Day | ng/m3 | nanograms per cubic meter | Filter Based
VVC1323 | Lithium (PM2.5) | Li(PM2.5) | Inductively coupled plasma-mass spectrometer | NAPS Schedule 6 Day | ng/m3 | nanograms per cubic meter | Filter Based
VVC1379 | Magnesium (PM10) | Mg(PM10) | Mass Spectrometry | 24 Hours | ug/m3 | micrograms per cubic meter | Filter Based
VVC1324 | Magnesium (PM2.5) | Mg(PM2.5) | Inductively coupled plasma-mass spectrometer | NAPS Schedule 6 Day | ng/m3 | nanograms per cubic meter | Filter Based
VVC1369 | Manganese (PM10) | Mn(PM10) | Mass Spectrometry | 24 Hours | ng/m3 | nanograms per cubic meter | Filter Based
VVC1325 | Manganese (PM2.5) | Mn(PM2.5) | Inductively coupled plasma-mass spectrometer | NAPS Schedule 6 Day | ng/m3 | nanograms per cubic meter | Filter Based
VVC1370 | Mercury (PM10) | Hg(PM10) | Mass Spectrometry | 24 Hours | ng/m3 | nanograms per cubic meter | Filter Based
VVC1326 | Mercury (PM2.5) | Hg(PM2.5) | Inductively coupled plasma-mass spectrometer | NAPS Schedule 6 Day | ng/m3 | nanograms per cubic meter | Filter Based
VVC1327 | Molybdenum (PM2.5) | Mo(PM2.5) | Inductively coupled plasma-mass spectrometer | NAPS Schedule 6 Day | ng/m3 | nanograms per cubic meter | Filter Based
VVC1328 | Neodymium (PM2.5) | Nd(PM2.5) | Inductively coupled plasma-mass spectrometer | NAPS Schedule 6 Day | ng/m3 | nanograms per cubic meter | Filter Based
VVC1371 | Nickel (PM10) | Ni(PM10) | Mass Spectrometry | 24 Hours | ng/m3 | nanograms per cubic meter | Filter Based
VVC1329 | Nickel (PM2.5) | Ni(PM2.5) | Inductively coupled plasma-mass spectrometer | NAPS Schedule 6 Day | ng/m3 | nanograms per cubic meter | Filter Based
VVC1330 | Niobium (PM2.5) | Nb(PM2.5) | Inductively coupled plasma-mass spectrometer | NAPS Schedule 6 Day | ng/m3 | nanograms per cubic meter | Filter Based
VVC795 | Nitrate (PM10) | NO3(PM10) | Ion Chromatography | 24 Hours | ug/m3 | micrograms per cubic meter | Filter Based
VVC1331 | Palladium (PM2.5) | Pd(PM2.5) | Inductively coupled plasma-mass spectrometer | NAPS Schedule 6 Day | ng/m3 | nanograms per cubic meter | Filter Based
VVC1332 | Phosphorous (PM2.5) | P(PM2.5) | Inductively coupled plasma-mass spectrometer | NAPS Schedule 6 Day | ng/m3 | nanograms per cubic meter | Filter Based
VVC1333 | Platinum (PM2.5) | Pt(PM2.5) | Inductively coupled plasma-mass spectrometer | NAPS Schedule 6 Day | ng/m3 | nanograms per cubic meter | Filter Based
VVC1360 | PM10 Mass | PM10 | Gravimetric | 24 Hours | mg | milligrams | Filter Based
VVC785 | PM10 Mass | PM10 | Gravimetric | 24 Hours | ug/m3 | micrograms per cubic meter | Filter Based
VVC784 | PM10 Mass | PM10 | Gravimetric | NAPS Schedule 6 Day | ug/m3 | micrograms per cubic meter | Filter Based
VVC793 | PM2.5 Mass | PM2.5 | Gravimetric | 24 Hours | ug/m3 | micrograms per cubic meter | Filter Based
VVC792 | PM2.5 Mass | PM2.5 | Gravimetric | NAPS Schedule 6 Day | ug/m3 | micrograms per cubic meter | Filter Based
VVC789 | PM2.5-10 Mass | PM2.5-10 | Gravimetric | 24 Hours | ug/m3 | micrograms per cubic meter | Filter Based
VVC788 | PM2.5-10 Mass | PM2.5-10 | Gravimetric | NAPS Schedule 6 Day | ug/m3 | micrograms per cubic meter | Filter Based
VVC1380 | Potassium (PM10) | K(PM10) | Mass Spectrometry | 24 Hours | ug/m3 | micrograms per cubic meter | Filter Based
VVC1334 | Potassium (PM2.5) | K(PM2.5) | Inductively coupled plasma-mass spectrometer | NAPS Schedule 6 Day | ng/m3 | nanograms per cubic meter | Filter Based
VVC1335 | Praseo-Dymium (PM2.5) | Pr(PM2.5) | Inductively coupled plasma-mass spectrometer | NAPS Schedule 6 Day | ng/m3 | nanograms per cubic meter | Filter Based
VVC1336 | Rubidium (PM2.5) | Rb(PM2.5) | Inductively coupled plasma-mass spectrometer | NAPS Schedule 6 Day | ng/m3 | nanograms per cubic meter | Filter Based
VVC1337 | Samarium (PM2.5) | Sm(PM2.5) | Inductively coupled plasma-mass spectrometer | NAPS Schedule 6 Day | ng/m3 | nanograms per cubic meter | Filter Based
VVC1338 | Scandium (PM2.5) | Sc(PM2.5) | Inductively coupled plasma-mass spectrometer | NAPS Schedule 6 Day | ng/m3 | nanograms per cubic meter | Filter Based
VVC1339 | Selenium (PM2.5) | Se(PM2.5) | Inductively coupled plasma-mass spectrometer | NAPS Schedule 6 Day | ng/m3 | nanograms per cubic meter | Filter Based
VVC1340 | Silicon (PM2.5) | Si(PM2.5) | Inductively coupled plasma-mass spectrometer | NAPS Schedule 6 Day | ng/m3 | nanograms per cubic meter | Filter Based
VVC1372 | Silver (PM10) | Ag(PM10) | Mass Spectrometry | 24 Hours | ng/m3 | nanograms per cubic meter | Filter Based
VVC1341 | Silver (PM2.5) | Ag(PM2.5) | Inductively coupled plasma-mass spectrometer | NAPS Schedule 6 Day | ng/m3 | nanograms per cubic meter | Filter Based
VVC1381 | Sodium (PM10) | Na(PM10) | Mass Spectrometry | 24 Hours | ug/m3 | micrograms per cubic meter | Filter Based
VVC1342 | Sodium (PM2.5) | Na(PM2.5) | Inductively coupled plasma-mass spectrometer | NAPS Schedule 6 Day | ng/m3 | nanograms per cubic meter | Filter Based
VVC1343 | Strontium (PM2.5) | Sr(PM2.5) | Inductively coupled plasma-mass spectrometer | NAPS Schedule 6 Day | ng/m3 | nanograms per cubic meter | Filter Based
VVC796 | Sulphate (PM10) | SO4(PM10) | Ion Chromatography | 24 Hours | ug/m3 | micrograms per cubic meter | Filter Based
VVC1344 | Sulphur (PM2.5) | S(PM2.5) | Inductively coupled plasma-mass spectrometer | NAPS Schedule 6 Day | ng/m3 | nanograms per cubic meter | Filter Based
VVC1345 | Tantalum (PM2.5) | Ta(PM2.5) | Inductively coupled plasma-mass spectrometer | NAPS Schedule 6 Day | ng/m3 | nanograms per cubic meter | Filter Based
VVC1346 | Tellurium (PM2.5) | Te(PM2.5) | Inductively coupled plasma-mass spectrometer | NAPS Schedule 6 Day | ng/m3 | nanograms per cubic meter | Filter Based
VVC1347 | Terbium (PM2.5) | Tb(PM2.5) | Inductively coupled plasma-mass spectrometer | NAPS Schedule 6 Day | ng/m3 | nanograms per cubic meter | Filter Based
VVC1373 | Thallium (PM10) | Tl(PM10) | Mass Spectrometry | 24 Hours | ng/m3 | nanograms per cubic meter | Filter Based
VVC1348 | Thallium (PM2.5) | Tl(PM2.5) | Inductively coupled plasma-mass spectrometer | NAPS Schedule 6 Day | ng/m3 | nanograms per cubic meter | Filter Based
VVC1349 | Thorium (PM2.5) | Th(PM2.5) | Inductively coupled plasma-mass spectrometer | NAPS Schedule 6 Day | ng/m3 | nanograms per cubic meter | Filter Based
VVC1374 | Tin (PM10) | Sn(PM10) | Mass Spectrometry | 24 Hours | ng/m3 | nanograms per cubic meter | Filter Based
VVC1350 | Tin (PM2.5) | Sn(PM2.5) | Inductively coupled plasma-mass spectrometer | NAPS Schedule 6 Day | ng/m3 | nanograms per cubic meter | Filter Based
VVC1351 | Titanium (PM2.5) | Ti(PM2.5) | Inductively coupled plasma-mass spectrometer | NAPS Schedule 6 Day | ng/m3 | nanograms per cubic meter | Filter Based
VVC393 | Total Suspended Particulates | TSP | Gravimetric | 24 Hours | ng/m3 | nanograms per cubic meter | Filter Based
VVC395 | Total Suspended Particulates | TSP | Gravimetric | NAPS Schedule 6 Day | ng/m3 | nanograms per cubic meter | Filter Based
VVC389 | Total Suspended Particulates | TSP | Gravimetric | 24 Hours | ug/m3 | micrograms per cubic meter | Filter Based
VVC391 | Total Suspended Particulates | TSP | Gravimetric | NAPS Schedule 6 Day | ug/m3 | micrograms per cubic meter | Filter Based
VVC1352 | Tungsten (PM2.5) | W(PM2.5) | Inductively coupled plasma-mass spectrometer | NAPS Schedule 6 Day | ng/m3 | nanograms per cubic meter | Filter Based
VVC1353 | Uranium (PM2.5) | U(PM2.5) | Inductively coupled plasma-mass spectrometer | NAPS Schedule 6 Day | ng/m3 | nanograms per cubic meter | Filter Based
VVC1354 | Vanadium (PM2.5) | V(PM2.5) | Inductively coupled plasma-mass spectrometer | NAPS Schedule 6 Day | ng/m3 | nanograms per cubic meter | Filter Based
VVC1355 | Ytterbium (PM2.5) | Yb(PM2.5) | Inductively coupled plasma-mass spectrometer | NAPS Schedule 6 Day | ng/m3 | nanograms per cubic meter | Filter Based
VVC1356 | Yttrium (PM2.5) | Y(PM2.5) | Inductively coupled plasma-mass spectrometer | NAPS Schedule 6 Day | ng/m3 | nanograms per cubic meter | Filter Based
VVC1357 | Zinc (PM2.5) | Zn(PM2.5) | Inductively coupled plasma-mass spectrometer | NAPS Schedule 6 Day | ng/m3 | nanograms per cubic meter | Filter Based
VVC1358 | Zirconium (PM2.5) | Zr(PM2.5) | Inductively coupled plasma-mass spectrometer | NAPS Schedule 6 Day | ng/m3 | nanograms per cubic meter | Filter Based
VVC396 | Nitrate (TSP) | NO3 | Ion Chromatography | 24 Hours | ng/m3 | nanograms per cubic meter | Hi-Vol
VVC397 | Sulphate (TSP) | SO4 | Ion Chromatography | 24 Hours | ng/m3 | nanograms per cubic meter | Hi-Vol
VVC392 | Total Suspended Particulates | TSP | Gravimetric | 24 Hours | ng/m3 | nanograms per cubic meter | Hi-Vol
VVC394 | Total Suspended Particulates | TSP | Gravimetric | NAPS Schedule 6 Day | ng/m3 | nanograms per cubic meter | Hi-Vol
VVC388 | Total Suspended Particulates | TSP | Gravimetric | 24 Hours | ug/m3 | micrograms per cubic meter | Hi-Vol
VVC390 | Total Suspended Particulates | TSP | Gravimetric | NAPS Schedule 6 Day | ug/m3 | micrograms per cubic meter | Hi-Vol
Inv | Invalid | Invalid | Invalid | Invalid | Invalid | Invalid | Invalid
NA | Not Applicable | Not Applicable | Not Applicable | Not Applicable | Not Applicable | Not Applicable | Not Applicable
NP | Not Provided | Not Provided | Not Provided | Not Provided | Not Provided | Not Provided | Not Provided
VVC1015 | Acidity | Acidity | Acidity Electrometric titration | Weekly (Calendar) | ue/l | microequivalents per liter | Precipitation
VVC1016 | Ammonium | NH4 | Ion Chromatography | Weekly (Calendar) | mg/l | milligrams per liter | Precipitation
VVC1017 | Calcium | Ca | Ion Chromatography | Weekly (Calendar) | mg/l | milligrams per liter | Precipitation
VVC1018 | Chloride | CL- | Ion Chromatography | Weekly (Calendar) | mg/l | milligrams per liter | Precipitation
VVC1019 | Magnesium | Mg | Ion Chromatography | Weekly (Calendar) | mg/l | milligrams per liter | Precipitation
VVC1020 | Nitrate | NO3 | Ion Chromatography | Weekly (Calendar) | mg/l | milligrams per liter | Precipitation
VVC1021 | Ortho Phosphate | PO4 | Ion Chromatography | Weekly (Calendar) | mg/l | milligrams per liter | Precipitation
VVC1293 | Potassium | K | Ion Chromatography | Weekly (Calendar) | mg/l | milligrams per liter | Precipitation
VVC1014 | Precipitation pH | precip pH | pH Meter | Weekly (Calendar) | NULL | no units | Precipitation
VVC1022 | Sodium | Na | Ion Chromatography | Weekly (Calendar) | mg/l | milligrams per liter | Precipitation
VVC1013 | Specific Conductance | SPECCOND | Specific Conductance | Weekly (Calendar) | us/cm | microsiemens per centimeter | Precipitation
VVC1023 | Sulphate | SO4 | Ion Chromatography | Weekly (Calendar) | mg/l | milligrams per liter | Precipitation
VVC445 | 1-Methylnaphthalene | Polymethylnaphthalene | Gas Chromatography/Mass Spectrometry | 24 Hours | ng/m3 | nanograms per cubic meter | PUF
VVC403 | 1-Methylnaphthalene | Polymethylnaphthalene | Gas Chromatography/Mass Spectrometry | Weekly (Calendar) | ng/m3 | nanograms per cubic meter | PUF
VVC504 | 1-Methylnaphthalene | Polymethylnaphthalene | Gas Chromatography/Mass Spectrometry | 24 Hours | ppb | parts per billion (by volume) | PUF
VVC410 | 1-Methylnaphthalene | Polymethylnaphthalene | Gas Chromatography/Mass Spectrometry | Weekly (Calendar) | ppb | parts per billion (by volume) | PUF
VVC452 | 1-Methylphenanthrene | Polymethylphenanthrene | Gas Chromatography/Mass Spectrometry | 24 Hours | ng/m3 | nanograms per cubic meter | PUF
VVC420 | 1-Methylphenanthrene | Polymethylphenanthrene | Gas Chromatography/Mass Spectrometry | Weekly (Calendar) | ng/m3 | nanograms per cubic meter | PUF
VVC511 | 1-Methylphenanthrene | Polymethylphenanthrene | Gas Chromatography/Mass Spectrometry | 24 Hours | ppb | parts per billion (by volume) | PUF
VVC479 | 1-Methylphenanthrene | Polymethylphenanthrene | Gas Chromatography/Mass Spectrometry | Weekly (Calendar) | ppb | parts per billion (by volume) | PUF
VVC440 | 2-Chloronaphthalene | 2-Chloronaphthalene | Gas Chromatography/Mass Spectrometry | 24 Hours | ng/m3 | nanograms per cubic meter | PUF
VVC398 | 2-Chloronaphthalene | 2-Chloronaphthalene | Gas Chromatography/Mass Spectrometry | Weekly (Calendar) | ng/m3 | nanograms per cubic meter | PUF
VVC499 | 2-Chloronaphthalene | 2-Chloronaphthalene | Gas Chromatography/Mass Spectrometry | 24 Hours | ppb | parts per billion (by volume) | PUF
VVC405 | 2-Chloronaphthalene | 2-Chloronaphthalene | Gas Chromatography/Mass Spectrometry | Weekly (Calendar) | ppb | parts per billion (by volume) | PUF
VVC451 | 2-Methylanthracene | Methylanthracene | Gas Chromatography/Mass Spectrometry | 24 Hours | ng/m3 | nanograms per cubic meter | PUF
VVC419 | 2-Methylanthracene | Methylanthracene | Gas Chromatography/Mass Spectrometry | Weekly (Calendar) | ng/m3 | nanograms per cubic meter | PUF
VVC510 | 2-Methylanthracene | Methylanthracene | Gas Chromatography/Mass Spectrometry | 24 Hours | ppb | parts per billion (by volume) | PUF
VVC478 | 2-Methylanthracene | Methylanthracene | Gas Chromatography/Mass Spectrometry | Weekly (Calendar) | ppb | parts per billion (by volume) | PUF
VVC444 | 2-Methylnaphthalene | 2-Methylnaphthalene | Gas Chromatography/Mass Spectrometry | 24 Hours | ng/m3 | nanograms per cubic meter | PUF
VVC402 | 2-Methylnaphthalene | 2-Methylnaphthalene | Gas Chromatography/Mass Spectrometry | Weekly (Calendar) | ng/m3 | nanograms per cubic meter | PUF
VVC503 | 2-Methylnaphthalene | 2-Methylnaphthalene | Gas Chromatography/Mass Spectrometry | 24 Hours | ppb | parts per billion (by volume) | PUF
VVC409 | 2-Methylnaphthalene | 2-Methylnaphthalene | Gas Chromatography/Mass Spectrometry | Weekly (Calendar) | ppb | parts per billion (by volume) | PUF
VVC441 | 3-methylcholanthrene | 3-methylcholanthrene | Gas Chromatography/Mass Spectrometry | 24 Hours | ng/m3 | nanograms per cubic meter | PUF
VVC399 | 3-methylcholanthrene | 3-methylcholanthrene | Gas Chromatography/Mass Spectrometry | Weekly (Calendar) | ng/m3 | nanograms per cubic meter | PUF
VVC500 | 3-methylcholanthrene | 3-methylcholanthrene | Gas Chromatography/Mass Spectrometry | 24 Hours | ppb | parts per billion (by volume) | PUF
VVC406 | 3-methylcholanthrene | 3-methylcholanthrene | Gas Chromatography/Mass Spectrometry | Weekly (Calendar) | ppb | parts per billion (by volume) | PUF
VVC442 | 7,12 Dimethylbenz[a]anthracene | 7,12 Dimethylbenz[a]anthr | Gas Chromatography/Mass Spectrometry | 24 Hours | ng/m3 | nanograms per cubic meter | PUF
VVC400 | 7,12 Dimethylbenz[a]anthracene | 7,12 Dimethylbenz[a]anthr | Gas Chromatography/Mass Spectrometry | Weekly (Calendar) | ng/m3 | nanograms per cubic meter | PUF
VVC501 | 7,12 Dimethylbenz[a]anthracene | 7,12 Dimethylbenz[a]anthr | Gas Chromatography/Mass Spectrometry | 24 Hours | ppb | parts per billion (by volume) | PUF
VVC407 | 7,12 Dimethylbenz[a]anthracene | 7,12 Dimethylbenz[a]anthr | Gas Chromatography/Mass Spectrometry | Weekly (Calendar) | ppb | parts per billion (by volume) | PUF
VVC443 | 9,10-Dimethylanthracene | 9,10-Dimethylanthracene | Gas Chromatography/Mass Spectrometry | 24 Hours | ng/m3 | nanograms per cubic meter | PUF
VVC401 | 9,10-Dimethylanthracene | 9,10-Dimethylanthracene | Gas Chromatography/Mass Spectrometry | Weekly (Calendar) | ng/m3 | nanograms per cubic meter | PUF
VVC502 | 9,10-Dimethylanthracene | 9,10-Dimethylanthracene | Gas Chromatography/Mass Spectrometry | 24 Hours | ppb | parts per billion (by volume) | PUF
VVC408 | 9,10-Dimethylanthracene | 9,10-Dimethylanthracene | Gas Chromatography/Mass Spectrometry | Weekly (Calendar) | ppb | parts per billion (by volume) | PUF
VVC446 | Acenaphthene | Acenaphthene | Gas Chromatography/Mass Spectrometry | 24 Hours | ng/m3 | nanograms per cubic meter | PUF
VVC414 | Acenaphthene | Acenaphthene | Gas Chromatography/Mass Spectrometry | Weekly (Calendar) | ng/m3 | nanograms per cubic meter | PUF
VVC505 | Acenaphthene | Acenaphthene | Gas Chromatography/Mass Spectrometry | 24 Hours | ppb | parts per billion (by volume) | PUF
VVC473 | Acenaphthene | Acenaphthene | Gas Chromatography/Mass Spectrometry | Weekly (Calendar) | ppb | parts per billion (by volume) | PUF
VVC447 | Acenaphthylene | Acenaphthylene | Gas Chromatography/Mass Spectrometry | 24 Hours | ng/m3 | nanograms per cubic meter | PUF
VVC415 | Acenaphthylene | Acenaphthylene | Gas Chromatography/Mass Spectrometry | Weekly (Calendar) | ng/m3 | nanograms per cubic meter | PUF
VVC506 | Acenaphthylene | Acenaphthylene | Gas Chromatography/Mass Spectrometry | 24 Hours | ppb | parts per billion (by volume) | PUF
VVC474 | Acenaphthylene | Acenaphthylene | Gas Chromatography/Mass Spectrometry | Weekly (Calendar) | ppb | parts per billion (by volume) | PUF
VVC992 | Acridine | Acridine | Gas Chromatography/Mass Spectrometry | 24 Hours | ng/m3 | nanograms per cubic meter | PUF
VVC986 | Acridine | Acridine | Gas Chromatography/Mass Spectrometry | Weekly (Calendar) | ng/m3 | nanograms per cubic meter | PUF
VVC1004 | Acridine | Acridine | Gas Chromatography/Mass Spectrometry | 24 Hours | ppb | parts per billion (by volume) | PUF
VVC998 | Acridine | Acridine | Gas Chromatography/Mass Spectrometry | Weekly (Calendar) | ppb | parts per billion (by volume) | PUF
VVC459 | Anthanthrene | Anthanthrene | Gas Chromatography/Mass Spectrometry | 24 Hours | ng/m3 | nanograms per cubic meter | PUF
VVC427 | Anthanthrene | Anthanthrene | Gas Chromatography/Mass Spectrometry | Weekly (Calendar) | ng/m3 | nanograms per cubic meter | PUF
VVC518 | Anthanthrene | Anthanthrene | Gas Chromatography/Mass Spectrometry | 24 Hours | ppb | parts per billion (by volume) | PUF
VVC486 | Anthanthrene | Anthanthrene | Gas Chromatography/Mass Spectrometry | Weekly (Calendar) | ppb | parts per billion (by volume) | PUF
VVC450 | Anthracene | Anthracene | Gas Chromatography/Mass Spectrometry | 24 Hours | ng/m3 | nanograms per cubic meter | PUF
VVC418 | Anthracene | Anthracene | Gas Chromatography/Mass Spectrometry | Weekly (Calendar) | ng/m3 | nanograms per cubic meter | PUF
VVC509 | Anthracene | Anthracene | Gas Chromatography/Mass Spectrometry | 24 Hours | ppb | parts per billion (by volume) | PUF
VVC477 | Anthracene | Anthracene | Gas Chromatography/Mass Spectrometry | Weekly (Calendar) | ppb | parts per billion (by volume) | PUF
VVC462 | Benz(A)Anthracene | Benz(A)Anthracene | Gas Chromatography/Mass Spectrometry | 24 Hours | ng/m3 | nanograms per cubic meter | PUF
VVC430 | Benz(A)Anthracene | Benz(A)Anthracene | Gas Chromatography/Mass Spectrometry | Weekly (Calendar) | ng/m3 | nanograms per cubic meter | PUF
VVC521 | Benz(A)Anthracene | Benz(A)Anthracene | Gas Chromatography/Mass Spectrometry | 24 Hours | ppb | parts per billion (by volume) | PUF
VVC489 | Benz(A)Anthracene | Benz(A)Anthracene | Gas Chromatography/Mass Spectrometry | Weekly (Calendar) | ppb | parts per billion (by volume) | PUF
VVC973 | Benzo(A)Fluorene | Benzo(A)Fluorene | Gas Chromatography/Mass Spectrometry | 24 Hours | ng/m3 | nanograms per cubic meter | PUF
VVC969 | Benzo(A)Fluorene | Benzo(A)Fluorene | Gas Chromatography/Mass Spectrometry | Weekly (Calendar) | ng/m3 | nanograms per cubic meter | PUF
VVC981 | Benzo(A)Fluorene | Benzo(A)Fluorene | Gas Chromatography/Mass Spectrometry | 24 Hours | ppb | parts per billion (by volume) | PUF
VVC977 | Benzo(A)Fluorene | Benzo(A)Fluorene | Gas Chromatography/Mass Spectrometry | Weekly (Calendar) | ppb | parts per billion (by volume) | PUF
VVC470 | Benzo(A)Pyrene | Benzo(A)Pyrene | Gas Chromatography/Mass Spectrometry | 24 Hours | ng/m3 | nanograms per cubic meter | PUF
VVC438 | Benzo(A)Pyrene | Benzo(A)Pyrene | Gas Chromatography/Mass Spectrometry | Weekly (Calendar) | ng/m3 | nanograms per cubic meter | PUF
VVC529 | Benzo(A)Pyrene | Benzo(A)Pyrene | Gas Chromatography/Mass Spectrometry | 24 Hours | ppb | parts per billion (by volume) | PUF
VVC497 | Benzo(A)Pyrene | Benzo(A)Pyrene | Gas Chromatography/Mass Spectrometry | Weekly (Calendar) | ppb | parts per billion (by volume) | PUF
VVC466 | Benzo(B)And(K)Fluoranthene | Benzo(B)And(K)Fluoranthen | Gas Chromatography/Mass Spectrometry | 24 Hours | ng/m3 | nanograms per cubic meter | PUF
VVC434 | Benzo(B)And(K)Fluoranthene | Benzo(B)And(K)Fluoranthen | Gas Chromatography/Mass Spectrometry | Weekly (Calendar) | ng/m3 | nanograms per cubic meter | PUF
VVC525 | Benzo(B)And(K)Fluoranthene | Benzo(B)And(K)Fluoranthen | Gas Chromatography/Mass Spectrometry | 24 Hours | ppb | parts per billion (by volume) | PUF
VVC493 | Benzo(B)And(K)Fluoranthene | Benzo(B)And(K)Fluoranthen | Gas Chromatography/Mass Spectrometry | Weekly (Calendar) | ppb | parts per billion (by volume) | PUF
VVC974 | Benzo(B)Chrysene | Benzo(B)Chrysene | Gas Chromatography/Mass Spectrometry | 24 Hours | ng/m3 | nanograms per cubic meter | PUF
VVC970 | Benzo(B)Chrysene | Benzo(B)Chrysene | Gas Chromatography/Mass Spectrometry | Weekly (Calendar) | ng/m3 | nanograms per cubic meter | PUF
VVC982 | Benzo(B)Chrysene | Benzo(B)Chrysene | Gas Chromatography/Mass Spectrometry | 24 Hours | ppb | parts per billion (by volume) | PUF
VVC978 | Benzo(B)Chrysene | Benzo(B)Chrysene | Gas Chromatography/Mass Spectrometry | Weekly (Calendar) | ppb | parts per billion (by volume) | PUF
VVC975 | Benzo(B)Fluorene | Benzo(B)Fluorene | Gas Chromatography/Mass Spectrometry | 24 Hours | ng/m3 | nanograms per cubic meter | PUF
VVC971 | Benzo(B)Fluorene | Benzo(B)Fluorene | Gas Chromatography/Mass Spectrometry | Weekly (Calendar) | ng/m3 | nanograms per cubic meter | PUF
VVC983 | Benzo(B)Fluorene | Benzo(B)Fluorene | Gas Chromatography/Mass Spectrometry | 24 Hours | ppb | parts per billion (by volume) | PUF
VVC979 | Benzo(B)Fluorene | Benzo(B)Fluorene | Gas Chromatography/Mass Spectrometry | Weekly (Calendar) | ppb | parts per billion (by volume) | PUF
VVC465 | Benzo(E)Pyrene | Benzo(E)Pyrene | Gas Chromatography/Mass Spectrometry | 24 Hours | ng/m3 | nanograms per cubic meter | PUF
VVC433 | Benzo(E)Pyrene | Benzo(E)Pyrene | Gas Chromatography/Mass Spectrometry | Weekly (Calendar) | ng/m3 | nanograms per cubic meter | PUF
VVC524 | Benzo(E)Pyrene | Benzo(E)Pyrene | Gas Chromatography/Mass Spectrometry | 24 Hours | ppb | parts per billion (by volume) | PUF
VVC492 | Benzo(E)Pyrene | Benzo(E)Pyrene | Gas Chromatography/Mass Spectrometry | Weekly (Calendar) | ppb | parts per billion (by volume) | PUF
VVC976 | Benzo(G,H,I)Fluoranthene | Benzo(G,H,I)Fluoranthene | Gas Chromatography/Mass Spectrometry | 24 Hours | ng/m3 | nanograms per cubic meter | PUF
VVC972 | Benzo(G,H,I)Fluoranthene | Benzo(G,H,I)Fluoranthene | Gas Chromatography/Mass Spectrometry | Weekly (Calendar) | ng/m3 | nanograms per cubic meter | PUF
VVC984 | Benzo(G,H,I)Fluoranthene | Benzo(G,H,I)Fluoranthene | Gas Chromatography/Mass Spectrometry | 24 Hours | ppb | parts per billion (by volume) | PUF
VVC980 | Benzo(G,H,I)Fluoranthene | Benzo(G,H,I)Fluoranthene | Gas Chromatography/Mass Spectrometry | Weekly (Calendar) | ppb | parts per billion (by volume) | PUF
VVC469 | Benzo(G,H,I)Perylene | Benzo(G,H,I)Perylene | Gas Chromatography/Mass Spectrometry | 24 Hours | ng/m3 | nanograms per cubic meter | PUF
VVC437 | Benzo(G,H,I)Perylene | Benzo(G,H,I)Perylene | Gas Chromatography/Mass Spectrometry | Weekly (Calendar) | ng/m3 | nanograms per cubic meter | PUF
VVC528 | Benzo(G,H,I)Perylene | Benzo(G,H,I)Perylene | Gas Chromatography/Mass Spectrometry | 24 Hours | ppb | parts per billion (by volume) | PUF
VVC496 | Benzo(G,H,I)Perylene | Benzo(G,H,I)Perylene | Gas Chromatography/Mass Spectrometry | Weekly (Calendar) | ppb | parts per billion (by volume) | PUF
VVC463 | Benzo[b]fluoranthene | Benzo[b]fluoranthene | Gas Chromatography/Mass Spectrometry | 24 Hours | ng/m3 | nanograms per cubic meter | PUF
VVC431 | Benzo[b]fluoranthene | Benzo[b]fluoranthene | Gas Chromatography/Mass Spectrometry | Weekly (Calendar) | ng/m3 | nanograms per cubic meter | PUF
VVC522 | Benzo[b]fluoranthene | Benzo[b]fluoranthene | Gas Chromatography/Mass Spectrometry | 24 Hours | ppb | parts per billion (by volume) | PUF
VVC490 | Benzo[b]fluoranthene | Benzo[b]fluoranthene | Gas Chromatography/Mass Spectrometry | Weekly (Calendar) | ppb | parts per billion (by volume) | PUF
VVC993 | Benzo[c]phenanthrene | Benzo[c]phenanthrene | Gas Chromatography/Mass Spectrometry | 24 Hours | ng/m3 | nanograms per cubic meter | PUF
VVC987 | Benzo[c]phenanthrene | Benzo[c]phenanthrene | Gas Chromatography/Mass Spectrometry | Weekly (Calendar) | ng/m3 | nanograms per cubic meter | PUF
VVC1005 | Benzo[c]phenanthrene | Benzo[c]phenanthrene | Gas Chromatography/Mass Spectrometry | 24 Hours | ppb | parts per billion (by volume) | PUF
VVC999 | Benzo[c]phenanthrene | Benzo[c]phenanthrene | Gas Chromatography/Mass Spectrometry | Weekly (Calendar) | ppb | parts per billion (by volume) | PUF
VVC464 | Benzo[k]fluoranthene | Benzo[k]fluoranthene | Gas Chromatography/Mass Spectrometry | 24 Hours | ng/m3 | nanograms per cubic meter | PUF
VVC432 | Benzo[k]fluoranthene | Benzo[k]fluoranthene | Gas Chromatography/Mass Spectrometry | Weekly (Calendar) | ng/m3 | nanograms per cubic meter | PUF
VVC523 | Benzo[k]fluoranthene | Benzo[k]fluoranthene | Gas Chromatography/Mass Spectrometry | 24 Hours | ppb | parts per billion (by volume) | PUF
VVC491 | Benzo[k]fluoranthene | Benzo[k]fluoranthene | Gas Chromatography/Mass Spectrometry | Weekly (Calendar) | ppb | parts per billion (by volume) | PUF
VVC1258 | Biphenyl | Phenylbenzene | Gas Chromatography/Mass Spectrometry | 24 Hours | ng/m3 | nanograms per cubic meter | PUF
VVC760 | Biphenyl | Phenylbenzene | Gas Chromatography/Mass Spectrometry | Weekly (Calendar) | ng/m3 | nanograms per cubic meter | PUF
VVC458 | Chrysene | Chrysene | Gas Chromatography/Mass Spectrometry | 24 Hours | ng/m3 | nanograms per cubic meter | PUF
VVC426 | Chrysene | Chrysene | Gas Chromatography/Mass Spectrometry | Weekly (Calendar) | ng/m3 | nanograms per cubic meter | PUF
VVC517 | Chrysene | Chrysene | Gas Chromatography/Mass Spectrometry | 24 Hours | ppb | parts per billion (by volume) | PUF
VVC485 | Chrysene | Chrysene | Gas Chromatography/Mass Spectrometry | Weekly (Calendar) | ppb | parts per billion (by volume) | PUF
VVC457 | Chrysene and Triphenylene | Chrysene and Triphenylene | Gas Chromatography/Mass Spectrometry | 24 Hours | ng/m3 | nanograms per cubic meter | PUF
VVC425 | Chrysene and Triphenylene | Chrysene and Triphenylene | Gas Chromatography/Mass Spectrometry | Weekly (Calendar) | ng/m3 | nanograms per cubic meter | PUF
VVC516 | Chrysene and Triphenylene | Chrysene and Triphenylene | Gas Chromatography/Mass Spectrometry | 24 Hours | ppb | parts per billion (by volume) | PUF
VVC484 | Chrysene and Triphenylene | Chrysene and Triphenylene | Gas Chromatography/Mass Spectrometry | Weekly (Calendar) | ppb | parts per billion (by volume) | PUF
VVC460 | Coronene | Hexabenzobenzene | Gas Chromatography/Mass Spectrometry | 24 Hours | ng/m3 | nanograms per cubic meter | PUF
VVC428 | Coronene | Hexabenzobenzene | Gas Chromatography/Mass Spectrometry | Weekly (Calendar) | ng/m3 | nanograms per cubic meter | PUF
VVC519 | Coronene | Hexabenzobenzene | Gas Chromatography/Mass Spectrometry | 24 Hours | ppb | parts per billion (by volume) | PUF
VVC487 | Coronene | Hexabenzobenzene | Gas Chromatography/Mass Spectrometry | Weekly (Calendar) | ppb | parts per billion (by volume) | PUF
VVC467 | Dibenz(A,C) and (A,H)Anthracene | A,C/A,H | Gas Chromatography/Mass Spectrometry | 24 Hours | ng/m3 | nanograms per cubic meter | PUF
VVC435 | Dibenz(A,C) and (A,H)Anthracene | A,C/A,H | Gas Chromatography/Mass Spectrometry | Weekly (Calendar) | ng/m3 | nanograms per cubic meter | PUF
VVC526 | Dibenz(A,C) and (A,H)Anthracene | A,C/A,H | Gas Chromatography/Mass Spectrometry | 24 Hours | ppb | parts per billion (by volume) | PUF
VVC494 | Dibenz(A,C) and (A,H)Anthracene | A,C/A,H | Gas Chromatography/Mass Spectrometry | Weekly (Calendar) | ppb | parts per billion (by volume) | PUF
VVC468 | Dibenz(a,h)anthracene | Dibenz(a,h)anthracene | Gas Chromatography/Mass Spectrometry | 24 Hours | ng/m3 | nanograms per cubic meter | PUF
VVC436 | Dibenz(a,h)anthracene | Dibenz(a,h)anthracene | Gas Chromatography/Mass Spectrometry | Weekly (Calendar) | ng/m3 | nanograms per cubic meter | PUF
VVC527 | Dibenz(a,h)anthracene | Dibenz(a,h)anthracene | Gas Chromatography/Mass Spectrometry | 24 Hours | ppb | parts per billion (by volume) | PUF
VVC495 | Dibenz(a,h)anthracene | Dibenz(a,h)anthracene | Gas Chromatography/Mass Spectrometry | Weekly (Calendar) | ppb | parts per billion (by volume) | PUF
VVC997 | Dibenzo(a,e)pyrene | 1,2,4,5-Dibenzopyrene | Gas Chromatography/Mass Spectrometry | 24 Hours | ng/m3 | nanograms per cubic meter | PUF
VVC991 | Dibenzo(a,e)pyrene | 1,2,4,5-Dibenzopyrene | Gas Chromatography/Mass Spectrometry | Weekly (Calendar) | ng/m3 | nanograms per cubic meter | PUF
VVC1009 | Dibenzo(a,e)pyrene | 1,2,4,5-Dibenzopyrene | Gas Chromatography/Mass Spectrometry | 24 Hours | ppb | parts per billion (by volume) | PUF
VVC1003 | Dibenzo(a,e)pyrene | 1,2,4,5-Dibenzopyrene | Gas Chromatography/Mass Spectrometry | Weekly (Calendar) | ppb | parts per billion (by volume) | PUF
VVC994 | Dibenzo[a,h]pyrene | Dibenzo[a,h]pyrene | Gas Chromatography/Mass Spectrometry | 24 Hours | ng/m3 | nanograms per cubic meter | PUF
VVC988 | Dibenzo[a,h]pyrene | Dibenzo[a,h]pyrene | Gas Chromatography/Mass Spectrometry | Weekly (Calendar) | ng/m3 | nanograms per cubic meter | PUF
VVC1006 | Dibenzo[a,h]pyrene | Dibenzo[a,h]pyrene | Gas Chromatography/Mass Spectrometry | 24 Hours | ppb | parts per billion (by volume) | PUF
VVC1000 | Dibenzo[a,h]pyrene | Dibenzo[a,h]pyrene | Gas Chromatography/Mass Spectrometry | Weekly (Calendar) | ppb | parts per billion (by volume) | PUF
VVC995 | Dibenzo[a,i]pyrene | Dibenzo[a,i]pyrene | Gas Chromatography/Mass Spectrometry | 24 Hours | ng/m3 | nanograms per cubic meter | PUF
VVC989 | Dibenzo[a,i]pyrene | Dibenzo[a,i]pyrene | Gas Chromatography/Mass Spectrometry | Weekly (Calendar) | ng/m3 | nanograms per cubic meter | PUF
VVC1007 | Dibenzo[a,i]pyrene | Dibenzo[a,i]pyrene | Gas Chromatography/Mass Spectrometry | 24 Hours | ppb | parts per billion (by volume) | PUF
VVC1001 | Dibenzo[a,i]pyrene | Dibenzo[a,i]pyrene | Gas Chromatography/Mass Spectrometry | Weekly (Calendar) | ppb | parts per billion (by volume) | PUF
VVC996 | Dibenzo[a,l]pyrene | Dibenzo[a,l]pyrene | Gas Chromatography/Mass Spectrometry | 24 Hours | ng/m3 | nanograms per cubic meter | PUF
VVC990 | Dibenzo[a,l]pyrene | Dibenzo[a,l]pyrene | Gas Chromatography/Mass Spectrometry | Weekly (Calendar) | ng/m3 | nanograms per cubic meter | PUF
VVC1008 | Dibenzo[a,l]pyrene | Dibenzo[a,l]pyrene | Gas Chromatography/Mass Spectrometry | 24 Hours | ppb | parts per billion (by volume) | PUF
VVC1002 | Dibenzo[a,l]pyrene | Dibenzo[a,l]pyrene | Gas Chromatography/Mass Spectrometry | Weekly (Calendar) | ppb | parts per billion (by volume) | PUF
VVC454 | Fluoranthene | Fluoranthene | Gas Chromatography/Mass Spectrometry | 24 Hours | ng/m3 | nanograms per cubic meter | PUF
VVC422 | Fluoranthene | Fluoranthene | Gas Chromatography/Mass Spectrometry | Weekly (Calendar) | ng/m3 | nanograms per cubic meter | PUF
VVC513 | Fluoranthene | Fluoranthene | Gas Chromatography/Mass Spectrometry | 24 Hours | ppb | parts per billion (by volume) | PUF
VVC481 | Fluoranthene | Fluoranthene | Gas Chromatography/Mass Spectrometry | Weekly (Calendar) | ppb | parts per billion (by volume) | PUF
VVC448 | Fluorene | Fluorene | Gas Chromatography/Mass Spectrometry | 24 Hours | ng/m3 | nanograms per cubic meter | PUF
VVC416 | Fluorene | Fluorene | Gas Chromatography/Mass Spectrometry | Weekly (Calendar) | ng/m3 | nanograms per cubic meter | PUF
VVC507 | Fluorene | Fluorene | Gas Chromatography/Mass Spectrometry | 24 Hours | ppb | parts per billion (by volume) | PUF
VVC475 | Fluorene | Fluorene | Gas Chromatography/Mass Spectrometry | Weekly (Calendar) | ppb | parts per billion (by volume) | PUF
VVC471 | Indeno(1,2,3-Cd)Pyrene | Indeno(1,2,3-Cd)Pyrene | Gas Chromatography/Mass Spectrometry | 24 Hours | ng/m3 | nanograms per cubic meter | PUF
VVC439 | Indeno(1,2,3-Cd)Pyrene | Indeno(1,2,3-Cd)Pyrene | Gas Chromatography/Mass Spectrometry | Weekly (Calendar) | ng/m3 | nanograms per cubic meter | PUF
VVC530 | Indeno(1,2,3-Cd)Pyrene | Indeno(1,2,3-Cd)Pyrene | Gas Chromatography/Mass Spectrometry | 24 Hours | ppb | parts per billion (by volume) | PUF
VVC498 | Indeno(1,2,3-Cd)Pyrene | Indeno(1,2,3-Cd)Pyrene | Gas Chromatography/Mass Spectrometry | Weekly (Calendar) | ppb | parts per billion (by volume) | PUF
VVC537 | m-Terphenyl | 1,3-di(phenyl)benzene | Gas Chromatography/Mass Spectrometry | 24 Hours | ng/m3 | nanograms per cubic meter | PUF
VVC534 | m-Terphenyl | 1,3-di(phenyl)benzene | Gas Chromatography/Mass Spectrometry | Weekly (Calendar) | ng/m3 | nanograms per cubic meter | PUF
VVC543 | m-Terphenyl | 1,3-di(phenyl)benzene | Gas Chromatography/Mass Spectrometry | 24 Hours | ppb | parts per billion (by volume) | PUF
VVC540 | m-Terphenyl | 1,3-di(phenyl)benzene | Gas Chromatography/Mass Spectrometry | Weekly (Calendar) | ppb | parts per billion (by volume) | PUF
VVC1259 | Naphthalene | Naphln | Gas Chromatography/Mass Spectrometry | 24 Hours | ng/m3 | nanograms per cubic meter | PUF
VVC413 | Naphthalene | Naphln | Gas Chromatography/Mass Spectrometry | Weekly (Calendar) | ng/m3 | nanograms per cubic meter | PUF
VVC472 | Naphthalene | Naphln | Gas Chromatography/Mass Spectrometry | Weekly (Calendar) | ppb | parts per billion (by volume) | PUF
VVC538 | o-Terphenyl | 1,2-di(phenyl)benzene | Gas Chromatography/Mass Spectrometry | 24 Hours | ng/m3 | nanograms per cubic meter | PUF
VVC535 | o-Terphenyl | 1,2-di(phenyl)benzene | Gas Chromatography/Mass Spectrometry | Weekly (Calendar) | ng/m3 | nanograms per cubic meter | PUF
VVC544 | o-Terphenyl | 1,2-di(phenyl)benzene | Gas Chromatography/Mass Spectrometry | 24 Hours | ppb | parts per billion (by volume) | PUF
VVC541 | o-Terphenyl | 1,2-di(phenyl)benzene | Gas Chromatography/Mass Spectrometry | Weekly (Calendar) | ppb | parts per billion (by volume) | PUF
VVC461 | Perylene | Perylene | Gas Chromatography/Mass Spectrometry | 24 Hours | ng/m3 | nanograms per cubic meter | PUF
VVC429 | Perylene | Perylene | Gas Chromatography/Mass Spectrometry | Weekly (Calendar) | ng/m3 | nanograms per cubic meter | PUF
VVC520 | Perylene | Perylene | Gas Chromatography/Mass Spectrometry | 24 Hours | ppb | parts per billion (by volume) | PUF
VVC488 | Perylene | Perylene | Gas Chromatography/Mass Spectrometry | Weekly (Calendar) | ppb | parts per billion (by volume) | PUF
VVC449 | Phenanthrene | Phenanthrene | Gas Chromatography/Mass Spectrometry | 24 Hours | ng/m3 | nanograms per cubic meter | PUF
VVC417 | Phenanthrene | Phenanthrene | Gas Chromatography/Mass Spectrometry | Weekly (Calendar) | ng/m3 | nanograms per cubic meter | PUF
VVC508 | Phenanthrene | Phenanthrene | Gas Chromatography/Mass Spectrometry | 24 Hours | ppb | parts per billion (by volume) | PUF
VVC476 | Phenanthrene | Phenanthrene | Gas Chromatography/Mass Spectrometry | Weekly (Calendar) | ppb | parts per billion (by volume) | PUF
VVC1292 | Polychlorinated Biphenyls (Total) | PCB s | Gas Chromatagraphy/Electron Capture Detector | 24 Hours | ng/m3 | nanograms per cubic meter | PUF
VVC531 | Polychlorinated Biphenyls (Total) | PCB s | Gas Chromatographic/Multi-Detector Detection | 24 Hours | ppb | parts per billion (by volume) | PUF
VVC539 | p-Terphenyl | 1,4-di(phenyl)benzene | Gas Chromatography/Mass Spectrometry | 24 Hours | ng/m3 | nanograms per cubic meter | PUF
VVC536 | p-Terphenyl | 1,4-di(phenyl)benzene | Gas Chromatography/Mass Spectrometry | Weekly (Calendar) | ng/m3 | nanograms per cubic meter | PUF
VVC545 | p-Terphenyl | 1,4-di(phenyl)benzene | Gas Chromatography/Mass Spectrometry | 24 Hours | ppb | parts per billion (by volume) | PUF
VVC542 | p-Terphenyl | 1,4-di(phenyl)benzene | Gas Chromatography/Mass Spectrometry | Weekly (Calendar) | ppb | parts per billion (by volume) | PUF
VVC455 | Pyrene | Pyrene | Gas Chromatography/Mass Spectrometry | 24 Hours | ng/m3 | nanograms per cubic meter | PUF
VVC423 | Pyrene | Pyrene | Gas Chromatography/Mass Spectrometry | Weekly (Calendar) | ng/m3 | nanograms per cubic meter | PUF
VVC514 | Pyrene | Pyrene | Gas Chromatography/Mass Spectrometry | 24 Hours | ppb | parts per billion (by volume) | PUF
VVC482 | Pyrene | Pyrene | Gas Chromatography/Mass Spectrometry | Weekly (Calendar) | ppb | parts per billion (by volume) | PUF
VVC776 | Quinoline | (2S)-2-amino-3-(1H-imidazol-5-yl)propionic acid | Gas Chromatography/Mass Spectrometry | 24 Hours | ng/m3 | nanograms per cubic meter | PUF
VVC774 | Quinoline | (2S)-2-amino-3-(1H-imidazol-5-yl)propionic acid | Gas Chromatography/Mass Spectrometry | Weekly (Calendar) | ng/m3 | nanograms per cubic meter | PUF
VVC780 | Quinoline | (2S)-2-amino-3-(1H-imidazol-5-yl)propionic acid | Gas Chromatography/Mass Spectrometry | 24 Hours | ppb | parts per billion (by volume) | PUF
VVC778 | Quinoline | (2S)-2-amino-3-(1H-imidazol-5-yl)propionic acid | Gas Chromatography/Mass Spectrometry | Weekly (Calendar) | ppb | parts per billion (by volume) | PUF
VVC453 | Retene | 1-Methyl-7-isopropylphenanthrene | Gas Chromatography/Mass Spectrometry | 24 Hours | ng/m3 | nanograms per cubic meter | PUF
VVC421 | Retene | 1-Methyl-7-isopropylphenanthrene | Gas Chromatography/Mass Spectrometry | Weekly (Calendar) | ng/m3 | nanograms per cubic meter | PUF
VVC512 | Retene | 1-Methyl-7-isopropylphenanthrene | Gas Chromatography/Mass Spectrometry | 24 Hours | ppb | parts per billion (by volume) | PUF
VVC480 | Retene | 1-Methyl-7-isopropylphenanthrene | Gas Chromatography/Mass Spectrometry | Weekly (Calendar) | ppb | parts per billion (by volume) | PUF
VVC777 | Tetralin | 1,2,3,4-tetrahydronaphthalene | Gas Chromatography/Mass Spectrometry | 24 Hours | ng/m3 | nanograms per cubic meter | PUF
VVC775 | Tetralin | 1,2,3,4-tetrahydronaphthalene | Gas Chromatography/Mass Spectrometry | Weekly (Calendar) | ng/m3 | nanograms per cubic meter | PUF
VVC781 | Tetralin | 1,2,3,4-tetrahydronaphthalene | Gas Chromatography/Mass Spectrometry | 24 Hours | ppb | parts per billion (by volume) | PUF
VVC779 | Tetralin | 1,2,3,4-tetrahydronaphthalene | Gas Chromatography/Mass Spectrometry | Weekly (Calendar) | ppb | parts per billion (by volume) | PUF
VVC456 | Triphenylene | Isochrysene | Gas Chromatography/Mass Spectrometry | 24 Hours | ng/m3 | nanograms per cubic meter | PUF
VVC424 | Triphenylene | Isochrysene | Gas Chromatography/Mass Spectrometry | Weekly (Calendar) | ng/m3 | nanograms per cubic meter | PUF
VVC515 | Triphenylene | Isochrysene | Gas Chromatography/Mass Spectrometry | 24 Hours | ppb | parts per billion (by volume) | PUF
VVC483 | Triphenylene | Isochrysene | Gas Chromatography/Mass Spectrometry | Weekly (Calendar) | ppb | parts per billion (by volume) | PUF

## Flags
Data Flags
Flag Code | Flag Name | Flag Description | Value Required? | CollectionType | Represents Valid Data?
A | Act of Nature | Reported data is subject to influences of act of nature events (e.g. wildfire smoke). Detailed reasoning should be provided in the comment. | May not have value | Annular denuder, Canister, Continuous, Dichot, Dustfall (Bucket), Filter Based, Hi-Vol, PUF, Passive, Precipitation, Sorbent Tube/Cartridge, Speciation System, Tedlar Bag | Yes
AM | Additional Monitoring | Reported data is submitted by industry but not required as part of their approval. | May not have value | Annular denuder, Canister, Continuous, Dichot, Dustfall (Bucket), Filter Based, Hi-Vol, PUF, Passive, Precipitation, Sorbent Tube/Cartridge, Speciation System, Tedlar Bag | Yes
C | Calibration | The time period when a three point calibration is performed. This is expected monthly as per AMD requirements (AMD Chapter 7: Calibration, Cal 2-G). Use whenever a calibration is conducted, with a value (when 75% of the hour is met) or without a value (if 75% of the hour is not met) | May not have value | Continuous | Yes
D | Dry Sample | Dry sample collected (i.e. no precipitation occured) | Must not have value | Precipitation | Yes
DUP | Duplicate Data | Second sample or reading with same station and VVC | May not have value | Annular denuder, Canister, Continuous, Dichot, Dustfall (Bucket), Filter Based, Hi-Vol, PUF, Passive, Precipitation, Sorbent Tube/Cartridge, Speciation System, Tedlar Bag | Yes
EC | Equipment Change | A flag that must be used whenever a change is made to an instrument that might affect the data. This flag should be used once for an instrument change and should be used in a time period after the last reading from the previous configuration and before or on the first reading from the new configuration. Eg. Changing a piece of equipment for another of the same make and model Eg2. Changing the internals of an instrument. | May not have value | Annular denuder, Canister, Continuous, Dichot, Dustfall (Bucket), Filter Based, Hi-Vol, PUF, Passive, Precipitation, Sorbent Tube/Cartridge, Speciation System, Tedlar Bag | Yes
FB | Field Blank | Used for lab analysis only. This is when analysis is run on a sample placed in the field but intentionally not used to collect data (left sealed) in order to determine the effect field placement and transport had on a result that should be zero. | May not have value | Annular denuder, Canister, Dichot, Dustfall (Bucket), Filter Based, Hi-Vol, PUF, Passive, Precipitation, Sorbent Tube/Cartridge, Speciation System, Tedlar Bag | No
FI | Failed Investigation | Reported data was investigated and found to be inaccurate. This flag can only be assigned by internal database Administrators. | May not have value | Annular denuder, Canister, Continuous, Dichot, Dustfall (Bucket), Filter Based, Hi-Vol, PUF, Passive, Precipitation, Sorbent Tube/Cartridge, Speciation System, Tedlar Bag | No
G | Out For Repair | Instrumentation is down to be repaired or replaced. | Must not have value | Annular denuder, Canister, Continuous, Dichot, Dustfall (Bucket), Filter Based, Hi-Vol, PUF, Passive, Precipitation, Sorbent Tube/Cartridge, Speciation System, Tedlar Bag | No
GT | Over Range | Reported data is at or above accurate equipment operating range. | May not have value | Annular denuder, Canister, Continuous, Dichot, Dustfall (Bucket), Filter Based, Hi-Vol, PUF, Passive, Precipitation, Sorbent Tube/Cartridge, Speciation System, Tedlar Bag | Yes
H | Historical Data | Reported data that cannot be validated against current practices. Unknown effects imposed on the reported data. This flag can only be assigned by internal database administrators | May not have value | Annular denuder, Canister, Continuous, Dichot, Dustfall (Bucket), Filter Based, Hi-Vol, PUF, Passive, Precipitation, Sorbent Tube/Cartridge, Speciation System, Tedlar Bag | Yes
K | Collection Error | Identifies non-human caused collection errors (e.g. data logger error or communication error). Detailed reasoning should be provided in the comment. | Must not have value | Continuous | No
L | Local Interference | Reported data is subject to local interference caused by activity in the local area and not under the control of the station operator or facility owner (e.g construction near station). Data may not be regionally representative. Unknown effects imposed on the reported data. | May not have value | Annular denuder, Canister, Continuous, Dichot, Dustfall (Bucket), Filter Based, Hi-Vol, PUF, Passive, Precipitation, Sorbent Tube/Cartridge, Speciation System, Tedlar Bag | Yes
LT | Below MDL/MRV | Reported data is below accurate detection/identification limit of instrument/analysis method | May not have value | Annular denuder, Canister, Continuous, Dichot, Dustfall (Bucket), Filter Based, Hi-Vol, PUF, Passive, Precipitation, Sorbent Tube/Cartridge, Speciation System, Tedlar Bag | Yes
M | Missing Data | Used for migrated data that was missing. This flag can only be assigned by internal database administrators | May not have value | Annular denuder, Canister, Continuous, Dichot, Dustfall (Bucket), Filter Based, Hi-Vol, PUF, Passive, Precipitation, Sorbent Tube/Cartridge, Speciation System, Tedlar Bag | No
M2 | QA/QC tests failed | Reported data failed the data quality control checks. This flag only applies to reported data subject to data quality control checks as outlined by the Air Monitoring Directive. | Must not have value | Precipitation | No
MB | Method Blank | Used for lab analysis only. This is when analysis is run on a sample that was not placed in the field and intentionally not used to collect data (left sealed) in order to verify the lab analysis method. | May not have value | Annular denuder, Canister, Dichot, Dustfall (Bucket), Filter Based, Hi-Vol, PUF, Passive, Precipitation, Sorbent Tube/Cartridge, Speciation System, Tedlar Bag | No
MS | Missing Sample | Used for samples that were lost. Detailed reasoning should be provided in the comment. | Must not have value | Annular denuder, Canister, Dichot, Dustfall (Bucket), Filter Based, Hi-Vol, PUF, Passive, Precipitation, Sorbent Tube/Cartridge, Speciation System, Tedlar Bag | No
N | Not In Service | Analyzer not currently running (Pre-startup or post-shutdown) long Term | Must not have value | Annular denuder, Canister, Continuous, Dichot, Dustfall (Bucket), Filter Based, Hi-Vol, PUF, Passive, Precipitation, Sorbent Tube/Cartridge, Speciation System, Tedlar Bag | No
NRM | Non Routine Maintenance | Unexpected maintenance performed on equipment (usually due to a malfunction). | Must not have value | Annular denuder, Canister, Continuous, Dichot, Dustfall (Bucket), Filter Based, Hi-Vol, PUF, Passive, Precipitation, Sorbent Tube/Cartridge, Speciation System, Tedlar Bag | No
O | Operator Error | A broad class of issues (calibration error, wrong setup, span issue, communication setup, etc.). Detailed reasoning should be provided in the comment. Unknown effects imposed on the reported data. | May not have value | Annular denuder, Canister, Continuous, Dichot, Dustfall (Bucket), Filter Based, Hi-Vol, PUF, Passive, Precipitation, Sorbent Tube/Cartridge, Speciation System, Tedlar Bag | No
O2 | Exceeded sample duration | Reported data was from a sample that was collected over a time frame exceeding the prescribed sampling duration. | May not have value | Annular denuder, Canister, Dichot, Dustfall (Bucket), Filter Based, Hi-Vol, PUF, Passive, Precipitation, Sorbent Tube/Cartridge, Speciation System, Tedlar Bag | Yes
O4 | Less than sample duration | Reported data was from a sample that was collected over a time frame less than the prescribed sampling duration. | May not have value | Annular denuder, Canister, Dichot, Dustfall (Bucket), Filter Based, Hi-Vol, PUF, Passive, Precipitation, Sorbent Tube/Cartridge, Speciation System, Tedlar Bag | Yes
P | Power Failure | Power failure at the station. | Must not have value | Continuous, Annular denuder, Dichot, Filter Based, Hi-Vol, PUF, Sorbent Tube/Cartridge, Speciation System, Precipitation | No
Q | Quality Assurance | Instrument is being audited. | Must not have value | Continuous | No
R | Recovery | Used for warmup/stabilization after power failure or new installation. | Must not have value | Continuous | No
S | Daily Zero Span | The time period when a zero-span performed. This is expected daily as per AMD requirements (AMD Chapter 7: Calibration, Cal 4-A). Use whenever a zero/span is conducted, with a value (when 75% of the hour is met) or without a value (if 75% of the hour is not met). | May not have value | Continuous | Yes
T | Exceeds Temperature Limits | Station temperature is too high/low for instrument operation/accuracy. | May not have value | Continuous | No
UI | Under Investigation | Reported data is suspected of having accuracy issues and is being investigated. This flag can only be assigned by internal database Administrators. | May not have value | Annular denuder, Canister, Continuous, Dichot, Dustfall (Bucket), Filter Based, Hi-Vol, PUF, Passive, Precipitation, Sorbent Tube/Cartridge, Speciation System, Tedlar Bag | No
V | Valid Data | Reported data was "questioned" and found valid. No flag is used for normal valid data | Must have value | Annular denuder, Canister, Continuous, Dichot, Dustfall (Bucket), Filter Based, Hi-Vol, PUF, Passive, Precipitation, Sorbent Tube/Cartridge, Speciation System, Tedlar Bag | Yes
V10 | Valid but insufficient data for QA/QC | Reported data did not go through all quality control checks due to insufficient data collected. This flag only applies to reported data subject to data quality control checks as outlined by the Air Monitoring Directive. | Must have value | Precipitation | Yes
V4 | Valid but does not meet QC | Reported data only partially meeting the data quality control checks. This flag only applies to reported data subject to data quality control checks as outlined by the Air Monitoring Directive. | Must have value | Precipitation | Yes
V5 | Contamination Present | Reported data is subject to the influence of contamination present. Unknown effects imposed on the reported data. | May not have value | Annular denuder, Canister, Continuous, Dichot, Dustfall (Bucket), Filter Based, Hi-Vol, PUF, Passive, Precipitation, Sorbent Tube/Cartridge, Speciation System, Tedlar Bag | No
V6 | Valid but qualified due to non-standard sampling conditions | Reported data is in non-standard sampling conditions. This flag only applies to reported data subject to data quality control checks as outlined by the Air Monitoring Directive. | Must have value | Precipitation | No
V7 | Below MDL/MRV but replaced with MDL/MRV | Collected data is below accurate analysis method detection limits or equipment operating limits, so the reported data is replaced with the method detection limit or equipment operational limit. | Must have value | Annular denuder, Canister, Continuous, Dichot, Dustfall (Bucket), Filter Based, Hi-Vol, PUF, Passive, Precipitation, Sorbent Tube/Cartridge, Speciation System, Tedlar Bag | Yes
V9 | Insufficient sample volume | Insufficient sample collected. This flag only applies to precipitation collection type. Unknown effects imposed on the reported data. | May not have value | Precipitation | Yes
X | Equipment Malfunction | A general flag that identifies the malfunction of equipment. Detail reasoning must be provided in the comment. Unknown effects imposed on the reported data. | Must not have value | Annular denuder, Canister, Continuous, Dichot, Dustfall (Bucket), Filter Based, Hi-Vol, PUF, Passive, Precipitation, Sorbent Tube/Cartridge, Speciation System, Tedlar Bag | No
Y | Routine Maintenance | Preventative maintenance routinely carried out on an equipment (as per the AMD, instrumentation manual, and QAP documentation) to ensure proper operation. | Must not have value | Annular denuder, Canister, Continuous, Dichot, Dustfall (Bucket), Filter Based, Hi-Vol, PUF, Passive, Precipitation, Sorbent Tube/Cartridge, Speciation System, Tedlar Bag | No
Z | Vandalism | Equipment not operating properly due to externally caused damage | May not have value | Annular denuder, Canister, Continuous, Dichot, Dustfall (Bucket), Filter Based, Hi-Vol, PUF, Passive, Precipitation, Sorbent Tube/Cartridge, Speciation System, Tedlar Bag | No

## Equipment Operator
Equipment Operator
Company running the instrument – consultants or industry rep
Equipment Operator ID | Equipment Operator Name
AEO1 | Agat
AEO2 | Air Research Group
AEO3 | Alberta Environment and Parks
AEO4 | Diagnostic Engineering Inc.
AEO5 | In-House (industry)
AEO6 | Promet Environmental Group Ltd.
AEO7 | RWDI AIR Inc.
AEO8 | Whiteley Enterprises
AEO9 | WSP Canada Inc.
AEO10 | MoMax Enterprises
AEO11 | University of Calgary
AEO12 | Wood Group
AEO14 | In-House (Airshed)
AEO15 | SLR Consulting
AEO16 | Bureau Veritas Canada (2019) Inc.

## Lab
Lab
Lab with physical location
Lab ID | Lab Name | ProvinceCode
AL1 | Access Analytical Laboratories Inc. - Calgary | AB
AL2 | InnoTech Alberta Inc. – Vegreville | AB
AL3 | ALS Laboratory Group - Calgary | AB
AL4 | ALS Laboratory Group - Edmonton | AB
AL5 | ALS Laboratory Group – Fort McMurray | AB
AL6 | ALS Laboratory Group – Grande Prairie | AB
AL7 | Agat Laboratories - Calgary | AB
AL8 | Agat Laboratories - Edmonton | AB
AL9 | Caro Analytical Services - Edmonton | AB
AL12 | In-House (Industry) | AB
AL13 | In-House (Airshed) | AB
AL14 | Prairie & Northern Laboratory for Environmental Testing (PNLET) Environment and Climate Change Canada - Edmonton | AB
AL15 | River Road S&T Laboratories Environment and Climate Change Canada - Ottawa | ON
AL16 | Bureau Veritas Canada (2019) Inc. - Edmonton | AB
AL17 | Bureau Veritas Canada (2019) Inc. - Calgary | AB

## Program Code
Program Code
Purpose of the monitoring
Program Code | Program Name | Definition | Monitoring Included
APC1 | Regulatory | Monitoring on behalf of a licensed facility or a group of facilities to ensure that the facility or group of facilities is operating within EPEA approval conditions. This does not include monitoring performed by Airsheds on behalf of industry. | All data collected by industry to meet EPEA approval conditions. Includes any collection type: continuous, passive, filter-based, etc.
APC2 | Core Long Term | Monitoring that has been or is planned to be in place for longer than five years and is used in routine Government of Alberta provincial reporting or rotational monitoring conducted by an Airshed on behalf of licenced facility or group of facilities operating within EPEA approval conditions | Monitoring using the continuous collection type. Monitoring in the Alberta deposition network
APC3 | Complementary Monitoring | Monitoring conducted to supplement Core Long Term monitoring and conducted using passive sampler or portable stations. | Monitoring using all non-continuous monitoring platform
APC4 | Exploratory Monitoring | Monitoring using an exploratory method that is not recognized for use in Alberta through the Air Monitoring Directive. | Study-specific: could include monitoring from any monitoring platform that is new to use in Alberta, such as next generation compact sensors that are undergoing characterization/validation.
APC5 | Focused Study | Shorter-term monitoring projects (less than five years) designed to answer specific question(s). | Study-specific: could include portable and mobile monitoring from any monitoring platform that is used routinely in Alberta. - Examples include EBAM, MAML, canisters
APC6 | Emergency | Shorter-term monitoring that is deployed in response to an emergency, such as during wildfires. | Study-specific: could include portable and mobile monitoring from any monitoring platform that is used routinely in Alberta. - Examples include EBAM, MAML, canisters
APC7 | Citizen Science | Monitoring deployed through citizen science. | Study-specific: could include portable and mobile monitoring from any monitoring platform

## Units
Units
Unit Code | Unit Abbreviation | Unit Description | Is Volumetric?
AU1 | m3 | cubic meters | TRUE
AU2 | l | litres | TRUE